## Detailed Estimate
Project Name: |  |  | 1105 East Valley Boulevard |  |  | Address: |  | SAN Gabriel, CA 91776
DATE
S# | Dwg. | CSI NO | DESCRIPTION | QTY. | Wastage | Qty w/ Waste | Units | Unit Cost of Material | Unit Cost of Labor | Total Cost of Material | Total Cost of Labor | TOTAL COST | TRADE TOTAL
|  | 1000 | DIVISION 01-GENERAL REQUIREMENTS
1 |  |  | Supervision | 1 | 0% | 1 | LS | 0 | 0 | 0 | 0 | 0
2 |  |  | Permits | 1 | 0% | 1 | LS | 0 | 0 | 0 | 0 | 0
3 |  |  | Final Cleaning | 1 | 0% | 1 | LS | 0 | 0 | 0 | 0 | 0
4 |  |  | Mobilization | 1 | 0% | 1 | LS | 0 | 0 | 0 | 0 | 0
5 |  |  | Temporary facilities and controls | 1 | 0% | 1 | LS | 0 | 0 | 0 | 0 | 0
|  |  | Subtotal | [9 empty] | 0
|  | 2 | DIVISION 02- Existing Conditions
Demolition
6 | A0.0 |  | Remove Entire Building | 6335 | 10% | 6968.5 | SF | 8 | 6 | 55748 | 41811 | 97559
7 |  |  | Remove Shed | 2349 | 10% | 2583.9 | SF | 6 | 4 | 15503.4 | 10335.6 | 25839
8 |  |  | Remove Canopy | 467 | 10% | 513.7 | SF | 5 | 3 | 2568.5 | 1541.1 | 4109.6
9 |  |  | Remove Stair | 24 | 10% | 26.4 | SF | 10 | 6 | 264 | 158.4 | 422.4
10 |  |  | Remove Landscape | 240 | 10% | 264 | SF | 4 | 2 | 1056 | 528 | 1584
11 |  |  | Remove Wall | 66 | 10% | 72.6 | LF | 12 | 8 | 871.2 | 580.8 | 1452
12 |  |  | Remove Planter Wall | 41 | 10% | 45.1 | LF | 15 | 10 | 676.5 | 451 | 1127.5
13 |  |  | Remove Curb | 189 | 10% | 207.9 | LF | 10 | 7 | 2079 | 1455.3 | 3534.3
14 |  |  | Remove Fence | 1244 | 10% | 1368.4 | LF | 8 | 5 | 10947.2 | 6842 | 17789.2
15 |  |  | Remove Railing | 11 | 10% | 12.1 | LF | 10 | 6 | 121 | 72.6 | 193.6
16 |  |  | Remove Landscape | 23 | 0% | 23 | EA | 100 | 50 | 2300 | 1150 | 3450
|  |  | Subtotal | [9 empty] | 157060.6
|  | 3 | DIVISION 03- Concrete
Foundation
| A1.1 A1.2 |  | Footings
(24") Dp. & (12") H. Cont. Footing (1338 LF)
17 |  |  | Concrete | 99.1111 | 10% | 109.0222 | CY | 250 | 200 | 27255.5556 | 21804.4444 | 49060
18 |  |  | #5 Rebar | 4186.602 | 10% | 4605.2622 | Lbs. | 1.5 | 1 | 6907.8933 | 4605.2622 | 11513.1555
(4'-0"x4'-0"x1'-0") Isolated Footing (42 EA)
19 |  |  | Concrete | 24.8889 | 10% | 27.3778 | CY | 250 | 200 | 6844.4444 | 5475.5556 | 12320
20 |  |  | #5 Rebar | 1752.24 | 10% | 1927.464 | Lbs. | 1.5 | 1 | 2891.196 | 1927.464 | 4818.66
(9'-0"x21'-0"x1'-0") Isolated Footing (1 EA)
21 |  |  | Concrete | 7 | 10% | 7.7 | CY | 250 | 200 | 1925 | 1540 | 3465
22 |  |  | #5 Rebar | 425.54 | 10% | 468.094 | Lbs. | 1.5 | 1 | 702.141 | 468.094 | 1170.235
Columns
(2'-0"x2'-0"x9'-6") Concrete Column (42 EA)
23 |  |  | Concrete | 59.7333 | 10% | 65.7067 | CY | 300 | 250 | 19712 | 16426.6667 | 36138.6667
24 |  |  | #5 Vert. Rebar | 1682.1504 | 10% | 1850.3654 | Lbs. | 1.5 | 1 | 2775.5482 | 1850.3654 | 4625.9136
25 |  |  | #4 Rebar Ties | 2379.1488 | 10% | 2617.0637 | Lbs. | 1.5 | 1 | 3925.5955 | 2617.0637 | 6542.6592
Beam
(24"x12") Concrete Beam (344 LF)
26 |  |  | Concrete | 25.4815 | 10% | 28.0296 | CY | 300 | 250 | 8408.8889 | 7007.4074 | 15416.2963
27 |  |  | #5 Rebar | 1435.168 | 10% | 1578.6848 | Lbs. | 1.5 | 1 | 2368.0272 | 1578.6848 | 3946.712
28 |  |  | #4 Rebar Ties | 1382.76 | 10% | 1521.036 | Lbs. | 1.5 | 1 | 2281.554 | 1521.036 | 3802.59
Concrete Wall
(8") Thk. Concrete Wall (1255 LF, 4'-0" H.)
29 |  |  | Concrete | 124.5704 | 10% | 137.0274 | CY | 300 | 250 | 41108.2222 | 34256.8519 | 75365.0741
30 |  |  | #5 Rebar | 11784.857 | 10% | 12963.3427 | Lbs. | 1.5 | 1 | 19445.0141 | 12963.3427 | 32408.3568
(8") Thk. Concrete Wall (122 LF, 8'-0" H.)
31 |  |  | Concrete | 24.2193 | 10% | 26.6412 | CY | 300 | 250 | 7992.3556 | 6660.2963 | 14652.6519
32 |  |  | #5 Rebar | 2171.526 | 10% | 2388.6786 | Lbs. | 1.5 | 1 | 3583.0179 | 2388.6786 | 5971.6965
(8") Thk. Concrete Wall (108 LF, 9'-0" H.)
33 |  |  | Concrete | 24.12 | 10% | 26.532 | CY | 300 | 250 | 7959.6 | 6633 | 14592.6
34 |  |  | #5 Rebar | 2149.623 | 10% | 2364.5853 | Lbs. | 1.5 | 1 | 3546.8779 | 2364.5853 | 5911.4632
Slabs
(5") Thk. Concrete Slab (5976 SF)
35 |  |  | Concrete | 90.7467 | 10% | 99.8213 | CY | 250 | 200 | 24955.3333 | 19964.2667 | 44919.6
36 |  |  | #5 Rebar | 12468.022 | 10% | 13714.8242 | Lbs. | 1.5 | 1 | 20572.2363 | 13714.8242 | 34287.0605
37 |  |  | 10 Mil. Vapor Barrier | 5976 | 10% | 6573.6 | SF | 0.5 | 0.25 | 3286.8 | 1643.4 | 4930.2
38 |  |  | (4") Thk. Compacted Fill | 75.2533 | 10% | 82.7787 | CY | 50 | 30 | 4138.9333 | 2483.36 | 6622.2933
(6") Thk. Concrete Slab (17281 SF)
39 |  |  | Concrete | 320.0185 | 10% | 352.0204 | CY | 250 | 200 | 88005.0926 | 70404.0741 | 158409.1667
40 |  |  | #5 Rebar | 36050.252 | 10% | 39655.2772 | Lbs. | 1.5 | 1 | 59482.9158 | 39655.2772 | 99138.193
41 |  |  | 10 Mil. Vapor Barrier | 17281 | 10% | 19009.1 | SF | 0.5 | 0.25 | 9504.55 | 4752.275 | 14256.825
42 |  |  | (4") Thk. Compacted Fill | 217.6126 | 10% | 239.3739 | CY | 50 | 30 | 11968.6926 | 7181.2156 | 19149.9081
(6") Thk. Concrete Slab (1487 SF)
43 |  |  | Concrete | 27.537 | 10% | 30.2907 | CY | 250 | 200 | 7572.6852 | 6058.1481 | 13630.8333
44 |  |  | #5 Rebar | 3103.968 | 10% | 3414.3648 | Lbs. | 1.5 | 1 | 5121.5472 | 3414.3648 | 8535.912
45 |  |  | 10 Mil. Vapor Barrier | 1487 | 10% | 1635.7 | SF | 0.5 | 0.25 | 817.85 | 408.925 | 1226.775
46 |  |  | Excavation | 336.2222 | 10% | 369.8444 | CY | 50 | 40 | 18492.2222 | 14793.7778 | 33286
47 |  |  | Form Work | 20878.284 | 10% | 22966.1124 | SF | 4 | 3 | 91864.4496 | 68898.3372 | 160762.7868
Second Floor Framing
Columns
(2'-0"x2'-0"x8'-0") Concrete Column (39 EA)
48 |  |  | Concrete | 46.2222 | 10% | 50.8444 | CY | 300 | 250 | 15253.3333 | 12711.1111 | 27964.4444
49 |  |  | #5 Rebar | 1301.664 | 10% | 1431.8304 | Lbs. | 1.5 | 1 | 2147.7456 | 1431.8304 | 3579.576
50 |  |  | #4 Rebar Ties | 1875.744 | 10% | 2063.3184 | Lbs. | 1.5 | 1 | 3094.9776 | 2063.3184 | 5158.296
Beam
(24"x12") Concrete Beam (290 LF)
51 |  |  | Concrete | 21.4815 | 10% | 23.6296 | CY | 300 | 250 | 7088.8889 | 5907.4074 | 12996.2963
52 |  |  | #5 Rebar | 1209.88 | 10% | 1330.868 | Lbs. | 1.5 | 1 | 1996.302 | 1330.868 | 3327.17
53 |  |  | #4 Rebar Ties | 1166.328 | 10% | 1282.9608 | Lbs. | 1.5 | 1 | 1924.4412 | 1282.9608 | 3207.402
Concrete Wall
(8") Thk. Concrete Wall (429 LF, 8'-0" H.)
54 |  |  | Concrete | 85.1644 | 10% | 93.6809 | CY | 300 | 250 | 28104.2667 | 23420.2222 | 51524.4889
55 |  |  | #5 Rebar | 7614.943 | 10% | 8376.4373 | Lbs. | 1.5 | 1 | 12564.656 | 8376.4373 | 20941.0932
(8") Thk. Concrete Wall (277 LF, 3'-6" H.)
56 |  |  | Concrete | 24.7453 | 10% | 27.2199 | CY | 300 | 250 | 8165.96 | 6804.9667 | 14970.9267
57 |  |  | #5 Rebar | 2372.825 | 10% | 2610.1075 | Lbs. | 1.5 | 1 | 3915.1613 | 2610.1075 | 6525.2688
Slabs
(12") Thk. Concrete Slab (17287 SF)
58 |  |  | Concrete | 640.2593 | 10% | 704.2852 | CY | 250 | 200 | 176071.2963 | 140857.037 | 316928.3333
59 |  |  | #5 Rebar | 36062.768 | 10% | 39669.0448 | Lbs. | 1.5 | 1 | 59503.5672 | 39669.0448 | 99172.612
60 |  |  | 10 Mil. Vapor Barrier | 17287 | 10% | 19015.7 | SF | 0.5 | 0.25 | 9507.85 | 4753.925 | 14261.775
61 |  |  | Form Work | 28025 | 10% | 30827.5 | SF | 4 | 3 | 123310 | 92482.5 | 215792.5
|  |  | Subtotal | [9 empty] | 1697227.4671
|  | 5 | DIVISION 05- Metal
Railing
| A1.1 To A1.5 |  | Ground Floor
62 |  |  | (36") H. Metal Railing - Black | 325 | 10% | 357.5 | LF | 150 | 50 | 53625 | 17875 | 71500
Second Floor
63 |  |  | (36") H. Metal Railing - Black | 106 | 10% | 116.6 | LF | 150 | 50 | 17490 | 5830 | 23320
Third Floor
64 |  |  | (36") H. Metal Railing - Black | 314 | 10% | 345.4 | LF | 150 | 50 | 51810 | 17270 | 69080
Fourth Floor
65 |  |  | (36") H. Metal Railing - Black | 328 | 10% | 360.8 | LF | 150 | 50 | 54120 | 18040 | 72160
Fifth Floor
66 |  |  | (36") H. Metal Railing - Black | 328 | 10% | 360.8 | LF | 150 | 50 | 54120 | 18040 | 72160
|  |  | Subtotal | [9 empty] | 308220
|  | 6 | DIVISION 06- Wood, Plastic & Composite
Ground Floor Framing
| A1.1 To A1.6 |  | Post
67 |  |  | (6x6x17'-0") Post | 12 | 0% | 12 | EA | 120 | 50 | 1440 | 600 | 2040
68 |  |  | (2x6x9'-0") King Stud | 20 | 0% | 20 | EA | 15 | 10 | 300 | 200 | 500
69 |  |  | (2x6x7'-0") Jack Stud | 20 | 0% | 20 | EA | 12 | 8 | 240 | 160 | 400
Hardware
70 |  |  | Simpson Post Cap | 12 | 0% | 12 | EA | 20 | 10 | 240 | 120 | 360
71 |  |  | Simpson Post Base | 12 | 0% | 12 | EA | 25 | 10 | 300 | 120 | 420
Header & Beam
72 |  |  | (2x6) Header | 84 | 10% | 92.4 | LF | 8 | 5 | 739.2 | 462 | 1201.2
73 |  |  | (5-1/2"x5-1/2") P.T Beam | 110 | 10% | 121 | LF | 15 | 8 | 1815 | 968 | 2783
Misc. Item
74 |  |  | (2x8) P.T Plate | 735 | 10% | 808.5 | LF | 10 | 5 | 8085 | 4042.5 | 12127.5
75 |  |  | (2x6) Blocking | 123 | 10% | 135.3 | LF | 6 | 4 | 811.8 | 541.2 | 1353
Stair
76 |  |  | (3'-6") W. Stair (10") W. Tread (16 EA) & (7") H. Riser (18 EA) W/ (4'-4"x7'-10") Landing | 2 | 0% | 2 | EA | 1800 | 1200 | 3600 | 2400 | 6000
77 |  |  | (3'-0") W. Stair (10") W. Tread (17 EA) & (7") H. Riser (19 EA) W/ (3'-0"x6'-0") Landing | 5 | 0% | 5 | EA | 1500 | 1000 | 7500 | 5000 | 12500
Second Floor Framing
Post & Stud
78 |  |  | (2x6x8'-0") King Stud | 18 | 0% | 18 | EA | 15 | 10 | 270 | 180 | 450
79 |  |  | (2x6x7'-0") Jack Stud | 18 | 0% | 18 | EA | 12 | 8 | 216 | 144 | 360
Header & Beam
80 |  |  | (2x6) Header | 96 | 10% | 105.6 | LF | 8 | 5 | 844.8 | 528 | 1372.8
81 |  |  | (5-1/2"x5-1/2") P.T Beam | 110 | 10% | 121 | LF | 15 | 8 | 1815 | 968 | 2783
Misc. Item
82 |  |  | (2x6) Blocking | 146 | 10% | 160.6 | LF | 6 | 4 | 963.6 | 642.4 | 1606
83 |  |  | (2x12) Rim Joist | 398 | 10% | 437.8 | LF | 12 | 6 | 5253.6 | 2626.8 | 7880.4
Trusses
84 |  |  | (12") Dp. Pre. Manuf Floor Truss @ 16" O.C | 4715 | 10% | 5186.5 | SF | 8 | 5 | 41492 | 25932.5 | 67424.5
Insulation
85 |  |  | Floor Insulation | 4715 | 10% | 5186.5 | SF | 2 | 1.5 | 10373 | 7779.75 | 18152.75
Sheathing
86 |  |  | Floor Sheathing | 4715 | 10% | 5186.5 | SF | 3 | 2 | 15559.5 | 10373 | 25932.5
Stair
87 |  |  | (3'-6") W. Stair (10") W. Tread (16 EA) & (7") H. Riser (18 EA) W/ (4'-4"x7'-10") Landing | 2 | 0% | 2 | EA | 1800 | 1200 | 3600 | 2400 | 6000
Third Floor Framing
Post & Stud
88 |  |  | (6x6x8'-0") P.T Post | 18 | 0% | 18 | EA | 120 | 50 | 2160 | 900 | 3060
89 |  |  | (2x6x10'-0") King Stud | 140 | 0% | 140 | EA | 18 | 12 | 2520 | 1680 | 4200
90 |  |  | (2x6x7'-0") Jack Stud | 140 | 0% | 140 | EA | 15 | 10 | 2100 | 1400 | 3500
Hardware
91 |  |  | Simpson Post Cap | 18 | 0% | 18 | EA | 20 | 10 | 360 | 180 | 540
92 |  |  | Simpson Post Base | 18 | 0% | 18 | EA | 25 | 10 | 450 | 180 | 630
Header & Beam
93 |  |  | (2x6) Header | 912 | 10% | 1003.2 | LF | 8 | 5 | 8025.6 | 5016 | 13041.6
94 |  |  | (5-1/2"x5-1/2") P.T Beam | 206 | 10% | 226.6 | LF | 15 | 8 | 3399 | 1812.8 | 5211.8
Misc. Item
95 |  |  | (2x12) Rim Joist | 815 | 10% | 896.5 | LF | 12 | 6 | 10758 | 5379 | 16137
96 |  |  | (2x12) Ledger | 317 | 10% | 348.7 | LF | 12 | 6 | 4184.4 | 2092.2 | 6276.6
97 |  |  | ( 1/2") Cedar Trim | 576 | 10% | 633.6 | LF | 6 | 4 | 3801.6 | 2534.4 | 6336
Trusses
98 |  |  | (12") Dp. Pre. Manuf Floor Truss @ 16" O.C | 18055 | 10% | 19860.5 | SF | 8 | 5 | 158884 | 99302.5 | 258186.5
99 |  |  | (12") Dp. Pre. Manuf Balcony Truss @ 16" O.C | 1489 | 10% | 1637.9 | SF | 8 | 5 | 13103.2 | 8189.5 | 21292.7
100 |  |  | (12") Dp. Wood Deck @ 16" O.C | 4464 | 10% | 4910.4 | SF | 8 | 5 | 39283.2 | 24552 | 63835.2
Insulation
101 |  |  | Floor Insulation | 24008 | 10% | 26408.8 | SF | 2 | 1.5 | 52817.6 | 39613.2 | 92430.8
102 |  |  | Water Proofing | 4464 | 10% | 4910.4 | SF | 3 | 2 | 14731.2 | 9820.8 | 24552
Sheathing
103 |  |  | Floor Sheathing | 24008 | 10% | 26408.8 | SF | 3 | 2 | 79226.4 | 52817.6 | 132044
Trellis
104 |  |  | (2x4) Wood Trellis | 1352 | 10% | 1487.2 | LF | 10 | 6 | 14872 | 8923.2 | 23795.2
105 |  |  | (2x6) Wood Trellis | 345 | 10% | 379.5 | LF | 12 | 8 | 4554 | 3036 | 7590
Stair
106 |  |  | (3'-6") W. Stair (10") W. Tread (16 EA) & (7") H. Riser (18 EA) W/ (4'-4"x7'-10") Landing | 2 | 0% | 2 | EA | 1800 | 1200 | 3600 | 2400 | 6000
Fourth Floor Framing
Post & Stud
107 |  |  | (2x6x10'-0") King Stud | 142 | 0% | 142 | EA | 18 | 12 | 2556 | 1704 | 4260
108 |  |  | (2x6x7'-0") Jack Stud | 142 | 0% | 142 | EA | 15 | 10 | 2130 | 1420 | 3550
Header & Beam
109 |  |  | (2x6) Header | 940 | 10% | 1034 | LF | 8 | 5 | 8272 | 5170 | 13442
110 |  |  | (5-1/2"x5-1/2") P.T Beam | 220 | 10% | 242 | LF | 15 | 8 | 3630 | 1936 | 5566
Misc. Item
111 |  |  | (2x12) Rim Joist | 816 | 10% | 897.6 | LF | 12 | 6 | 10771.2 | 5385.6 | 16156.8
112 |  |  | (2x12) Ledger | 329 | 10% | 361.9 | LF | 12 | 6 | 4342.8 | 2171.4 | 6514.2
Trusses
113 |  |  | (8") Dp. Pre. Manuf Floor Truss @ 16" O.C | 17980 | 10% | 19778 | SF | 12 | 6 | 237336 | 118668 | 356004
114 |  |  | (8") Dp. Pre. Manuf Balcony Truss @ 16" O.C | 1585 | 10% | 1743.5 | SF | 12 | 6 | 20922 | 10461 | 31383
Insulation
115 |  |  | Floor Insulation | 19565 | 10% | 21521.5 | SF | 3 | 2 | 64564.5 | 43043 | 107607.5
Sheathing
116 |  |  | Floor Sheathing | 19565 | 10% | 21521.5 | SF | 4 | 2.5 | 86086 | 53803.75 | 139889.75
Stair
117 |  |  | (3'-6") W. Stair (10") W. Tread (16 EA) & (7") H. Riser (18 EA) W/ (4'-4"x7'-10") Landing | 2 | 0% | 2 | EA | 5000 | 3000 | 10000 | 6000 | 16000
Fifth Floor Framing
Post & Stud
118 |  |  | (2x6x10'-0") King Stud | 142 | 0% | 142 | EA | 18 | 12 | 2556 | 1704 | 4260
119 |  |  | (2x6x7'-0") Jack Stud | 142 | 0% | 142 | EA | 15 | 10 | 2130 | 1420 | 3550
Header & Beam
120 |  |  | (2x6) Header | 940 | 10% | 1034 | LF | 8 | 5 | 8272 | 5170 | 13442
121 |  |  | (5-1/2"x5-1/2") P.T Beam | 220 | 10% | 242 | LF | 15 | 8 | 3630 | 1936 | 5566
Misc. Item
122 |  |  | (2x12) Rim Joist | 816 | 10% | 897.6 | LF | 12 | 6 | 10771.2 | 5385.6 | 16156.8
123 |  |  | (2x12) Ledger | 329 | 10% | 361.9 | LF | 12 | 6 | 4342.8 | 2171.4 | 6514.2
Trusses
124 |  |  | (8") Dp. Pre. Manuf Floor Truss @ 16" O.C | 17980 | 10% | 19778 | SF | 8 | 5 | 158224 | 98890 | 257114
125 |  |  | (8") Dp. Pre. Manuf Balcony Truss @ 16" O.C | 1585 | 10% | 1743.5 | SF | 8 | 5 | 13948 | 8717.5 | 22665.5
Insulation
126 |  |  | Floor Insulation | 19565 | 10% | 21521.5 | SF | 2 | 1.5 | 43043 | 32282.25 | 75325.25
Sheathing
127 |  |  | Floor Sheathing | 19565 | 10% | 21521.5 | SF | 3 | 2 | 64564.5 | 43043 | 107607.5
Stair
128 |  |  | (3'-6") W. Stair (10") W. Tread (16 EA) & (7") H. Riser (18 EA) W/ (4'-4"x7'-10") Landing | 2 | 0% | 2 | EA | 1800 | 1200 | 3600 | 2400 | 6000
Roof Framing
Misc. Item
129 |  |  | (2x6) Blocking | 1802 | 10% | 1982.2 | LF | 6 | 4 | 11893.2 | 7928.8 | 19822
Trusses
130 |  |  | Pre Manuf. Roof Truss @ 24" O.C | 19505 | 10% | 21455.5 | SF | 8 | 5 | 171644 | 107277.5 | 278921.5
Insulation
131 |  |  | Roof Insulation | 19008 | 10% | 20908.8 | SF | 2 | 1.5 | 41817.6 | 31363.2 | 73180.8
Sheathing
132 |  |  | Roof Sheathing | 19008 | 10% | 20908.8 | SF | 3 | 2 | 62726.4 | 41817.6 | 104544
|  |  | Subtotal | [9 empty] | 2555348.85
|  | 7 | DIVISION 07- Thermal & Moisture Protection
Roofing System
133 | A1.6 |  | TPO Roofing System | 19008 | 10% | 20908.8 | SF | 6.5 | 3.5 | 135907.2 | 73180.8 | 209088
134 |  |  | TPO Membrane | 19008 | 10% | 20908.8 | SF | 2 | 1 | 41817.6 | 20908.8 | 62726.4
Roof Accessories
135 |  |  | Walkway Pad | 2053 | 10% | 2258.3 | SF | 5 | 3 | 11291.5 | 6774.9 | 18066.4
136 |  |  | Metal Flashing | 1913 | 10% | 2104.3 | LF | 12 | 8 | 25251.6 | 16834.4 | 42086
137 |  |  | Parapet Flashing | 728 | 10% | 800.8 | LF | 10 | 6 | 8008 | 4804.8 | 12812.8
138 |  |  | Prefinished Standing Seam Metal Coping | 728 | 10% | 800.8 | LF | 18 | 12 | 14414.4 | 9609.6 | 24024
139 |  |  | Curb | 882 | 10% | 970.2 | LF | 14 | 9 | 13582.8 | 8731.8 | 22314.6
|  |  | Subtotal | [9 empty] | 391118.2
|  | 8 | DIVISION 08- Openings
Common Area's
| A1.1 To A1.5 & A4.1 A4.2 A4.3 |  | Doors
140 |  |  | (3'-0"x7'-0") Single Leaf Door W/ Door Frame | 11 | 0% | 11 | EA | 750 | 350 | 8250 | 3850 | 12100
141 |  |  | (3'-0"x8'-0") Single Leaf Door W/ Door Frame | 1 | 0% | 1 | EA | 850 | 400 | 850 | 400 | 1250
142 |  |  | Doors Hardware | 12 | 0% | 12 | EA | 150 | 50 | 1800 | 600 | 2400
Storefront
143 |  |  | (3'-0"x8'-0") Aluminum Glass Storefront | 1 | 0% | 1 | EA | 1200 | 600 | 1200 | 600 | 1800
144 |  |  | (6'-0"x8'-0") Aluminum Glass Storefront | 1 | 0% | 1 | EA | 1800 | 750 | 1800 | 750 | 2550
145 |  |  | (6'-8"x8'-0") Aluminum Glass Storefront | 1 | 0% | 1 | EA | 2000 | 800 | 2000 | 800 | 2800
146 |  |  | (7'-3"x8'-0") Aluminum Glass Storefront | 1 | 0% | 1 | EA | 2200 | 850 | 2200 | 850 | 3050
147 |  |  | (8'-6"x17'-0") Aluminum Glass Storefront | 1 | 0% | 1 | EA | 4500 | 1500 | 4500 | 1500 | 6000
148 |  |  | (8'-8"x17'-0") Aluminum Glass Storefront | 1 | 0% | 1 | EA | 4800 | 1600 | 4800 | 1600 | 6400
149 |  |  | (20'-2"x9'-0") Aluminum Glass Storefront | 1 | 0% | 1 | EA | 5500 | 2000 | 5500 | 2000 | 7500
1-Bedroom (31 EA)
Doors
150 |  |  | (3'-0"x7'-0") Single Leaf Door W/ Door Frame | 124 | 0% | 124 | EA | 750 | 350 | 93000 | 43400 | 136400
151 |  |  | (8'-0"x8'-0") Sliding Door | 31 | 0% | 31 | EA | 2500 | 1000 | 77500 | 31000 | 108500
152 |  |  | Doors Hardware | 155 | 0% | 155 | EA | 150 | 50 | 23250 | 7750 | 31000
Windows
153 |  |  | (6'-0"x6'-0") Double Hung Glass Vinyl Window - Black | 31 | 0% | 31 | EA | 1200 | 500 | 37200 | 15500 | 52700
2-Bedroom (17 EA)
Doors
154 |  |  | (3'-0"x7'-0") Single Leaf Door W/ Door Frame | 85 | 0% | 85 | EA | 750 | 350 | 63750 | 29750 | 93500
155 |  |  | (4'-0"x7'-0") Double Leaf Door W/ Door Frame | 17 | 0% | 17 | EA | 1400 | 600 | 23800 | 10200 | 34000
156 |  |  | (4'-6"x7'-0") Sliding Door | 17 | 0% | 17 | EA | 2200 | 900 | 37400 | 15300 | 52700
157 |  |  | (8'-0"x8'-0") Sliding Door | 17 | 0% | 17 | EA | 2500 | 1000 | 42500 | 17000 | 59500
158 |  |  | Doors Hardware | 136 | 0% | 136 | EA | 150 | 50 | 20400 | 6800 | 27200
Windows
159 |  |  | (3'-0"x6'-0") Single Hung Glass Vinyl Window - Black | 17 | 0% | 17 | EA | 800 | 350 | 13600 | 5950 | 19550
160 |  |  | (6'-0"x6'-0") Double Hung Glass Vinyl Window - Black | 17 | 0% | 17 | EA | 1200 | 500 | 20400 | 8500 | 28900
3-Bedroom (3 EA)
Doors
161 |  |  | (3'-0"x7'-0") Single Leaf Door W/ Door Frame | 18 | 0% | 18 | EA | 750 | 350 | 13500 | 6300 | 19800
162 |  |  | (3'-0"x7'-0") Double Leaf Door W/ Door Frame | 3 | 0% | 3 | EA | 1400 | 600 | 4200 | 1800 | 6000
163 |  |  | (6'-0"x7'-0") Sliding Door | 6 | 0% | 6 | EA | 2200 | 900 | 13200 | 5400 | 18600
164 |  |  | (16'-0"x8'-0") Sliding Door | 3 | 0% | 3 | EA | 4500 | 1800 | 13500 | 5400 | 18900
165 |  |  | Doors Hardware | 30 | 0% | 30 | EA | 150 | 50 | 4500 | 1500 | 6000
Windows
166 |  |  | (6'-0"x6'-0") Double Hung Glass Vinyl Window - Black | 12 | 0% | 12 | EA | 1200 | 500 | 14400 | 6000 | 20400
Studio (9 EA)
Doors
167 |  |  | (3'-0"x7'-0") Single Leaf Door W/ Door Frame | 27 | 0% | 27 | EA | 750 | 350 | 20250 | 9450 | 29700
168 |  |  | (6'-0"x7'-0") Sliding Door | 9 | 0% | 9 | EA | 2200 | 900 | 19800 | 8100 | 27900
169 |  |  | Doors Hardware | 36 | 0% | 36 | EA | 150 | 50 | 5400 | 1800 | 7200
Windows
170 |  |  | (3'-0"x6'-0") Single Hung Glass Vinyl Window - Black | 27 | 0% | 27 | EA | 800 | 350 | 21600 | 9450 | 31050
1 Bedroom Lower & Upper (5 EA)
Doors
171 |  |  | (3'-0"x7'-0") Single Leaf Door W/ Door Frame | 15 | 0% | 15 | EA | 750 | 350 | 11250 | 5250 | 16500
172 |  |  | (6'-0"x7'-0") Sliding Door | 5 | 0% | 5 | EA | 2200 | 900 | 11000 | 4500 | 15500
173 |  |  | Doors Hardware | 20 | 0% | 20 | EA | 150 | 50 | 3000 | 1000 | 4000
Storefront
174 |  |  | (14'-0"x6'-0") Aluminum Glass Storefront | 2 | 0% | 2 | EA | 3200 | 1200 | 6400 | 2400 | 8800
175 |  |  | (14'-0"x10'-0") Aluminum Glass Storefront | 2 | 0% | 2 | EA | 4800 | 1800 | 9600 | 3600 | 13200
176 |  |  | (15'-0"x6'-0") Aluminum Glass Storefront | 2 | 0% | 2 | EA | 3500 | 1300 | 7000 | 2600 | 9600
177 |  |  | (15'-0"x10'-0") Aluminum Glass Storefront | 2 | 0% | 2 | EA | 5000 | 2000 | 10000 | 4000 | 14000
178 |  |  | (22'-0"x6'-0") Aluminum Glass Storefront | 1 | 0% | 1 | EA | 4000 | 1500 | 4000 | 1500 | 5500
179 |  |  | (22'-0"x10'-0") Aluminum Glass Storefront | 1 | 0% | 1 | EA | 6000 | 2500 | 6000 | 2500 | 8500
|  |  | Subtotal | [9 empty] | 970950
|  | 9 | DIVISION 09- Finishes
Ground Floor
| A1.1 To A2.2 & A4.1 A4.2 A4.3 |  | Drywall
Exterior Wall As; (158 LF, 9'-6" H.)
180 |  |  | (2x6) Wood Stud @ 16" O.C (119 EA, 1143 LF) | 1517 | 10% | 1668.7 | SF | 5 | 3 | 8343.5 | 5006.1 | 13349.6
181 |  |  | Batt Insulation | 1517 | 10% | 1668.7 | SF | 2.5 | 1.5 | 4171.75 | 2503.05 | 6674.8
182 |  |  | Fully Adhered Elasomeric Waterproofing Membrane | 1517 | 10% | 1668.7 | SF | 3.5 | 2 | 5840.45 | 3337.4 | 9177.85
183 |  |  | Two Layers " FORTIFIBER SUPER JUMBO TEX" 60 Min Grade "D" Building Paper | 1517 | 10% | 1668.7 | SF | 2 | 1 | 3337.4 | 1668.7 | 5006.1
184 |  |  | Ext. Grade Plywood Sheathing | 1517 | 10% | 1668.7 | SF | 4 | 2.5 | 6674.8 | 4171.75 | 10846.55
185 |  |  | (5/8") Type-X Gypsum Board | 1517 | 10% | 1668.7 | SF | 3 | 2 | 5006.1 | 3337.4 | 8343.5
186 |  |  | (2x6) Top & Bottom Plate | 474 | 10% | 521.4 | LF | 8 | 4 | 4171.2 | 2085.6 | 6256.8
187 |  |  | Sealant | 316 | 10% | 347.6 | LF | 2.5 | 1.5 | 869 | 521.4 | 1390.4
Dbl. Exterior Wall As; (115 LF, 9'-6" H.)
188 |  |  | (2x4) Wood Stud @ 16" O.C (174 EA, 1671 LF) | 1104 | 10% | 1214.4 | SF | 4.5 | 3 | 5464.8 | 3643.2 | 9108
189 |  |  | Batt Insulation | 1104 | 10% | 1214.4 | SF | 2.5 | 1.5 | 3036 | 1821.6 | 4857.6
190 |  |  | Fully Adhered Elasomeric Waterproofing Membrane | 1104 | 10% | 1214.4 | SF | 3.5 | 2 | 4250.4 | 2428.8 | 6679.2
191 |  |  | Two Layers " FORTIFIBER SUPER JUMBO TEX" 60 Min Grade "D" Building Paper | 1104 | 10% | 1214.4 | SF | 2 | 1 | 2428.8 | 1214.4 | 3643.2
192 |  |  | Ext. Grade Plywood Sheathing | 1104 | 10% | 1214.4 | SF | 4 | 2.5 | 4857.6 | 3036 | 7893.6
193 |  |  | (5/8") Type-X Gypsum Board | 1104 | 10% | 1214.4 | SF | 3 | 2 | 3643.2 | 2428.8 | 6072
194 |  |  | (2x4) Top & Bottom Plate | 690 | 10% | 759 | LF | 8 | 4 | 6072 | 3036 | 9108
195 |  |  | Sealant | 230 | 10% | 253 | LF | 2.5 | 1.5 | 632.5 | 379.5 | 1012
2 HR Shaft Wall As; (66 LF, 9'-6" H.)
196 |  |  | (2x6) Wood Stud @ 16" O.C (51 EA, 490 LF) | 634 | 10% | 697.4 | SF | 5 | 3 | 3487 | 2092.2 | 5579.2
197 |  |  | Batt Insulation | 634 | 10% | 697.4 | SF | 2.5 | 1.5 | 1743.5 | 1046.1 | 2789.6
198 |  |  | Plywood Wall Sheathing | 634 | 10% | 697.4 | SF | 4 | 2.5 | 2789.6 | 1743.5 | 4533.1
199 |  |  | (5/8") Type-X Gypsum Board | 634 | 10% | 697.4 | SF | 3 | 2 | 2092.2 | 1394.8 | 3487
200 |  |  | (2x6) Top & Bottom Plate | 198 | 10% | 217.8 | LF | 8 | 4 | 1742.4 | 871.2 | 2613.6
201 |  |  | Sealant | 132 | 10% | 145.2 | LF | 2.5 | 1.5 | 363 | 217.8 | 580.8
Shaft Wall As; (46 LF, 9'-6" H.)
202 |  |  | (2x6) Wood Stud @ 16" O.C (36 EA, 346 LF) | 442 | 10% | 486.2 | SF | 5 | 3 | 2431 | 1458.6 | 3889.6
203 |  |  | Batt Insulation | 442 | 10% | 486.2 | SF | 2.5 | 1.5 | 1215.5 | 729.3 | 1944.8
204 |  |  | Plywood Wall Sheathing | 442 | 10% | 486.2 | SF | 4 | 2.5 | 1944.8 | 1215.5 | 3160.3
205 |  |  | (5/8") Type-X Gypsum Board | 442 | 10% | 486.2 | SF | 3 | 2 | 1458.6 | 972.4 | 2431
206 |  |  | (2x6) Top & Bottom Plate | 138 | 10% | 151.8 | LF | 8 | 4 | 1214.4 | 607.2 | 1821.6
207 |  |  | Sealant | 92 | 10% | 101.2 | LF | 2.5 | 1.5 | 253 | 151.8 | 404.8
Demising Wall As; (204 LF, 9'-6" H.)
208 |  |  | (2x4) Wood Stud @ 16" O.C (308 EA, 2957 LF) | 1959 | 10% | 2154.9 | SF | 5 | 3 | 10774.5 | 6464.7 | 17239.2
209 |  |  | Batt Insulation | 3918 | 10% | 4309.8 | SF | 2.5 | 1.5 | 10774.5 | 6464.7 | 17239.2
210 |  |  | (5/8") Type-X Gypsum Board | 3918 | 10% | 4309.8 | SF | 3 | 2 | 12929.4 | 8619.6 | 21549
211 |  |  | (2x4) Top & Bottom Plate | 1224 | 10% | 1346.4 | LF | 8 | 4 | 10771.2 | 5385.6 | 16156.8
212 |  |  | Sealant | 816 | 10% | 897.6 | LF | 2.5 | 1.5 | 2244 | 1346.4 | 3590.4
Interior Wall As; (288 LF, 9'-6" H.)
213 |  |  | (2x6) Wood Stud @ 16" O.C (216 EA, 2074 LF) | 2765 | 10% | 3041.5 | SF | 5 | 3 | 15207.5 | 9124.5 | 24332
214 |  |  | (5/8") Type-X Gypsum Board | 5530 | 10% | 6083 | SF | 3 | 2 | 18249 | 12166 | 30415
215 |  |  | (2x6) Top & Bottom Plate | 864 | 10% | 950.4 | LF | 8 | 4 | 7603.2 | 3801.6 | 11404.8
216 |  |  | Sealant | 1152 | 10% | 1267.2 | LF | 2.5 | 1.5 | 3168 | 1900.8 | 5068.8
Ceiling
217 |  |  | (5/8") Gypsum Board Ceiling | 4474 | 10% | 4921.4 | SF | 3 | 2 | 14764.2 | 9842.8 | 24607
218 |  |  | Ceiling Paint | 21757 | 10% | 23932.7 | SF | 1.5 | 1 | 35899.05 | 23932.7 | 59831.75
Flooring
219 |  |  | Sealed Concrete | 17296 | 10% | 19025.6 | SF | 2.5 | 1.5 | 47564 | 28538.4 | 76102.4
220 |  |  | Tile Flooring | 1964 | 10% | 2160.4 | SF | 10 | 6 | 21604 | 12962.4 | 34566.4
221 |  |  | Carpet Flooring | 3431 | 10% | 3774.1 | SF | 8 | 4 | 30192.8 | 15096.4 | 45289.2
Wall Base
222 |  |  | (4") H. Wall Base | 1057 | 10% | 1162.7 | LF | 4 | 2 | 4650.8 | 2325.4 | 6976.2
Wall Finishes
223 |  |  | Wall Paint | 20620.8 | 10% | 22682.88 | SF | 1.5 | 1 | 34024.32 | 22682.88 | 56707.2
Second Floor
Drywall
Exterior Wall As; (153 LF, 8'-0" H.)
224 |  |  | (2x6) Wood Stud @ 16" O.C (116 EA, 928 LF) | 1224 | 10% | 1346.4 | SF | 5 | 3 | 6732 | 4039.2 | 10771.2
225 |  |  | Batt Insulation | 1224 | 10% | 1346.4 | SF | 2.5 | 1.5 | 3366 | 2019.6 | 5385.6
226 |  |  | Fully Adhered Elasomeric Waterproofing Membrane | 1224 | 10% | 1346.4 | SF | 3.5 | 2 | 4712.4 | 2692.8 | 7405.2
227 |  |  | Two Layers " FORTIFIBER SUPER JUMBO TEX" 60 Min Grade "D" Building Paper | 1224 | 10% | 1346.4 | SF | 2 | 1 | 2692.8 | 1346.4 | 4039.2
228 |  |  | Ext. Grade Plywood Sheathing | 1224 | 10% | 1346.4 | SF | 4 | 2.5 | 5385.6 | 3366 | 8751.6
229 |  |  | (5/8") Type-X Gypsum Board | 1224 | 10% | 1346.4 | SF | 3 | 2 | 4039.2 | 2692.8 | 6732
230 |  |  | (2x6) Top & Bottom Plate | 459 | 10% | 504.9 | LF | 8 | 4 | 4039.2 | 2019.6 | 6058.8
231 |  |  | Sealant | 306 | 10% | 336.6 | LF | 2.5 | 1.5 | 841.5 | 504.9 | 1346.4
Dbl. Exterior Wall As; (120 LF, 8'-0" H.)
232 |  |  | (2x4) Wood Stud @ 16" O.C (182 EA, 1456 LF) | 960 | 10% | 1056 | SF | 4.5 | 3 | 4752 | 3168 | 7920
233 |  |  | Batt Insulation | 960 | 10% | 1056 | SF | 2.5 | 1.5 | 2640 | 1584 | 4224
234 |  |  | Fully Adhered Elasomeric Waterproofing Membrane | 960 | 10% | 1056 | SF | 3.5 | 2 | 3696 | 2112 | 5808
235 |  |  | Two Layers " FORTIFIBER SUPER JUMBO TEX" 60 Min Grade "D" Building Paper | 960 | 10% | 1056 | SF | 2 | 1 | 2112 | 1056 | 3168
236 |  |  | Ext. Grade Plywood Sheathing | 960 | 10% | 1056 | SF | 4 | 2.5 | 4224 | 2640 | 6864
237 |  |  | (5/8") Type-X Gypsum Board | 960 | 10% | 1056 | SF | 3 | 2 | 3168 | 2112 | 5280
238 |  |  | (2x4) Top & Bottom Plate | 720 | 10% | 792 | LF | 8 | 4 | 6336 | 3168 | 9504
239 |  |  | Sealant | 240 | 10% | 264 | LF | 2.5 | 1.5 | 660 | 396 | 1056
Shaft Wall As; (29 LF, 8'-0" H.)
240 |  |  | (2x6) Wood Stud @ 16" O.C (23 EA, 184 LF) | 232 | 10% | 255.2 | SF | 5 | 3 | 1276 | 765.6 | 2041.6
241 |  |  | Batt Insulation | 232 | 10% | 255.2 | SF | 2.5 | 1.5 | 638 | 382.8 | 1020.8
242 |  |  | Plywood Wall Sheathing | 232 | 10% | 255.2 | SF | 4 | 2.5 | 1020.8 | 638 | 1658.8
243 |  |  | (5/8") Type-X Gypsum Board | 232 | 10% | 255.2 | SF | 3 | 2 | 765.6 | 510.4 | 1276
244 |  |  | (2x6) Top & Bottom Plate | 87 | 10% | 95.7 | LF | 8 | 4 | 765.6 | 382.8 | 1148.4
245 |  |  | Sealant | 58 | 10% | 63.8 | LF | 2.5 | 1.5 | 159.5 | 95.7 | 255.2
2 HR Shaft Wall As; (65 LF, 8'-0" H.)
246 |  |  | (2x6) Wood Stud @ 16" O.C (50 EA, 400 LF) | 520 | 10% | 572 | SF | 5 | 3 | 2860 | 1716 | 4576
247 |  |  | Batt Insulation | 520 | 10% | 572 | SF | 2.5 | 1.5 | 1430 | 858 | 2288
248 |  |  | Plywood Wall Sheathing | 520 | 10% | 572 | SF | 4 | 2.5 | 2288 | 1430 | 3718
249 |  |  | (5/8") Type-X Gypsum Board | 520 | 10% | 572 | SF | 3 | 2 | 1716 | 1144 | 2860
250 |  |  | (2x6) Top & Bottom Plate | 195 | 10% | 214.5 | LF | 8 | 4 | 1716 | 858 | 2574
251 |  |  | Sealant | 130 | 10% | 143 | LF | 2.5 | 1.5 | 357.5 | 214.5 | 572
Demising Wall As; (204 LF, 8'-0" H.)
252 |  |  | (2x4) Wood Stud @ 16" O.C (308 EA, 2464 LF) | 1632 | 10% | 1795.2 | SF | 5 | 3 | 8976 | 5385.6 | 14361.6
253 |  |  | Batt Insulation | 3264 | 10% | 3590.4 | SF | 2.5 | 1.5 | 8976 | 5385.6 | 14361.6
254 |  |  | (5/8") Type-X Gypsum Board | 3264 | 10% | 3590.4 | SF | 3 | 2 | 10771.2 | 7180.8 | 17952
255 |  |  | (2x4) Top & Bottom Plate | 1224 | 10% | 1346.4 | LF | 8 | 4 | 10771.2 | 5385.6 | 16156.8
256 |  |  | Sealant | 816 | 10% | 897.6 | LF | 2.5 | 1.5 | 2244 | 1346.4 | 3590.4
Interior Wall As; (326 LF, 8'-0" H.)
257 |  |  | (2x6) Wood Stud @ 16" O.C (245 EA, 1960 LF) | 2608 | 10% | 2868.8 | SF | 5 | 3 | 14344 | 8606.4 | 22950.4
258 |  |  | (5/8") Type-X Gypsum Board | 5216 | 10% | 5737.6 | SF | 3 | 2 | 17212.8 | 11475.2 | 28688
259 |  |  | (2x6) Top & Bottom Plate | 978 | 10% | 1075.8 | LF | 8 | 4 | 8606.4 | 4303.2 | 12909.6
260 |  |  | Sealant | 1304 | 10% | 1434.4 | LF | 2.5 | 1.5 | 3586 | 2151.6 | 5737.6
Ceiling
261 |  |  | (5/8") Gypsum Board Ceiling | 5179 | 10% | 5696.9 | SF | 3 | 2 | 17090.7 | 11393.8 | 28484.5
262 |  |  | Ceiling Paint | 23005 | 10% | 25305.5 | SF | 1.5 | 1 | 37958.25 | 25305.5 | 63263.75
Flooring
263 |  |  | Sealed Concrete | 17676 | 10% | 19443.6 | SF | 2.5 | 1.5 | 48609 | 29165.4 | 77774.4
264 |  |  | Tile Flooring | 1993 | 10% | 2192.3 | SF | 10 | 6 | 21923 | 13153.8 | 35076.8
265 |  |  | Carpet Flooring | 2896 | 10% | 3185.6 | SF | 8 | 4 | 25484.8 | 12742.4 | 38227.2
Wall Base
266 |  |  | (4") H. Wall Base | 860 | 10% | 946 | LF | 4 | 2 | 3784 | 1892 | 5676
Wall Finishes
267 |  |  | Wall Paint | 20096 | 10% | 22105.6 | SF | 1.5 | 1 | 33158.4 | 22105.6 | 55264
268 |  |  | Wall Tile | 1304 | 10% | 1434.4 | SF | 12 | 6 | 17212.8 | 8606.4 | 25819.2
Third Floor
Drywall
Exterior Wall As; (66 LF, 10'-0" H.)
269 |  |  | (2x6) Wood Stud @ 16" O.C (51 EA, 510 LF) | 660 | 10% | 726 | SF | 5 | 3 | 3630 | 2178 | 5808
270 |  |  | Batt Insulation | 660 | 10% | 726 | SF | 2.5 | 1.5 | 1815 | 1089 | 2904
271 |  |  | Fully Adhered Elasomeric Waterproofing Membrane | 660 | 10% | 726 | SF | 3.5 | 2 | 2541 | 1452 | 3993
272 |  |  | Two Layers " FORTIFIBER SUPER JUMBO TEX" 60 Min Grade "D" Building Paper | 660 | 10% | 726 | SF | 2 | 1 | 1452 | 726 | 2178
273 |  |  | Ext. Grade Plywood Sheathing | 660 | 10% | 726 | SF | 4 | 2.5 | 2904 | 1815 | 4719
274 |  |  | (5/8") Type-X Gypsum Board | 660 | 10% | 726 | SF | 3 | 2 | 2178 | 1452 | 3630
275 |  |  | (2x6) Top & Bottom Plate | 198 | 10% | 217.8 | LF | 8 | 4 | 1742.4 | 871.2 | 2613.6
276 |  |  | Sealant | 132 | 10% | 145.2 | LF | 2.5 | 1.5 | 363 | 217.8 | 580.8
2 HR Shaft Wall As; (66 LF, 10'-0" H.)
277 |  |  | (2x6) Wood Stud @ 16" O.C (51 EA, 510 LF) | 660 | 10% | 726 | SF | 5 | 3 | 3630 | 2178 | 5808
278 |  |  | Batt Insulation | 660 | 10% | 726 | SF | 2.5 | 1.5 | 1815 | 1089 | 2904
279 |  |  | Plywood Wall Sheathing | 660 | 10% | 726 | SF | 4 | 2.5 | 2904 | 1815 | 4719
280 |  |  | (5/8") Type-X Gypsum Board | 660 | 10% | 726 | SF | 3 | 2 | 2178 | 1452 | 3630
281 |  |  | (2x6) Top & Bottom Plate | 198 | 10% | 217.8 | LF | 8 | 4 | 1742.4 | 871.2 | 2613.6
282 |  |  | Sealant | 132 | 10% | 145.2 | LF | 2.5 | 1.5 | 363 | 217.8 | 580.8
Shaft Wall As; (28 LF, 10'-0" H.)
283 |  |  | (2x6) Wood Stud @ 16" O.C (22 EA, 220 LF) | 280 | 10% | 308 | SF | 5 | 3 | 1540 | 924 | 2464
284 |  |  | Batt Insulation | 280 | 10% | 308 | SF | 2.5 | 1.5 | 770 | 462 | 1232
285 |  |  | Plywood Wall Sheathing | 280 | 10% | 308 | SF | 4 | 2.5 | 1232 | 770 | 2002
286 |  |  | (5/8") Type-X Gypsum Board | 280 | 10% | 308 | SF | 3 | 2 | 924 | 616 | 1540
287 |  |  | (2x6) Top & Bottom Plate | 84 | 10% | 92.4 | LF | 8 | 4 | 739.2 | 369.6 | 1108.8
288 |  |  | Sealant | 56 | 10% | 61.6 | LF | 2.5 | 1.5 | 154 | 92.4 | 246.4
Interior Wall As; (17 LF, 10'-0" H.)
289 |  |  | (2x6) Wood Stud @ 16" O.C (14 EA, 140 LF) | 170 | 10% | 187 | SF | 5 | 3 | 935 | 561 | 1496
290 |  |  | (5/8") Type-X Gypsum Board | 340 | 10% | 374 | SF | 3 | 2 | 1122 | 748 | 1870
291 |  |  | (2x6) Top & Bottom Plate | 51 | 10% | 56.1 | LF | 8 | 4 | 448.8 | 224.4 | 673.2
292 |  |  | Sealant | 68 | 10% | 74.8 | LF | 2.5 | 1.5 | 187 | 112.2 | 299.2
Ceiling
293 |  |  | (5/8") Gypsum Board Ceiling | 2533 | 10% | 2786.3 | SF | 3 | 2 | 8358.9 | 5572.6 | 13931.5
294 |  |  | Ceiling Paint | 2533 | 10% | 2786.3 | SF | 1.5 | 1 | 4179.45 | 2786.3 | 6965.75
Flooring
295 |  |  | Tile Flooring | 2540 | 10% | 2794 | SF | 10 | 6 | 27940 | 16764 | 44704
296 |  |  | Ceramic Tile Flooring | 3902 | 10% | 4292.2 | SF | 12 | 6 | 51506.4 | 25753.2 | 77259.6
Wall Base
297 |  |  | (4") H. Wall Base | 737 | 10% | 810.7 | LF | 4 | 2 | 3242.8 | 1621.4 | 4864.2
Wall Finishes
298 |  |  | Wall Paint | 8120 | 10% | 8932 | SF | 1.5 | 1 | 13398 | 8932 | 22330
Fourth Floor
Drywall
Exterior Wall As; (60 LF, 10'-0" H.)
299 |  |  | (2x6) Wood Stud @ 16" O.C (46 EA, 460 LF) | 600 | 10% | 660 | SF | 5 | 3 | 3300 | 1980 | 5280
300 |  |  | Batt Insulation | 600 | 10% | 660 | SF | 2.5 | 1.5 | 1650 | 990 | 2640
301 |  |  | Fully Adhered Elasomeric Waterproofing Membrane | 600 | 10% | 660 | SF | 3.5 | 2 | 2310 | 1320 | 3630
302 |  |  | Two Layers " FORTIFIBER SUPER JUMBO TEX" 60 Min Grade "D" Building Paper | 600 | 10% | 660 | SF | 2 | 1 | 1320 | 660 | 1980
303 |  |  | Ext. Grade Plywood Sheathing | 600 | 10% | 660 | SF | 4 | 2.5 | 2640 | 1650 | 4290
304 |  |  | (5/8") Type-X Gypsum Board | 600 | 10% | 660 | SF | 3 | 2 | 1980 | 1320 | 3300
305 |  |  | (2x6) Top & Bottom Plate | 180 | 10% | 198 | LF | 8 | 4 | 1584 | 792 | 2376
306 |  |  | Sealant | 120 | 10% | 132 | LF | 2.5 | 1.5 | 330 | 198 | 528
2 HR Shaft Wall As; (65 LF, 10'-0" H.)
307 |  |  | (2x6) Wood Stud @ 16" O.C (50 EA, 500 LF) | 650 | 10% | 715 | SF | 5 | 3 | 3575 | 2145 | 5720
308 |  |  | Batt Insulation | 650 | 10% | 715 | SF | 2.5 | 1.5 | 1787.5 | 1072.5 | 2860
309 |  |  | Plywood Wall Sheathing | 650 | 10% | 715 | SF | 4 | 2.5 | 2860 | 1787.5 | 4647.5
310 |  |  | (5/8") Type-X Gypsum Board | 650 | 10% | 715 | SF | 3 | 2 | 2145 | 1430 | 3575
311 |  |  | (2x6) Top & Bottom Plate | 195 | 10% | 214.5 | LF | 8 | 4 | 1716 | 858 | 2574
312 |  |  | Sealant | 130 | 10% | 143 | LF | 2.5 | 1.5 | 357.5 | 214.5 | 572
Shaft Wall As; (28 LF, 10'-0" H.)
313 |  |  | (2x6) Wood Stud @ 16" O.C (22 EA, 220 LF) | 280 | 10% | 308 | SF | 5 | 3 | 1540 | 924 | 2464
314 |  |  | Batt Insulation | 280 | 10% | 308 | SF | 2.5 | 1.5 | 770 | 462 | 1232
315 |  |  | Plywood Wall Sheathing | 280 | 10% | 308 | SF | 4 | 2.5 | 1232 | 770 | 2002
316 |  |  | (5/8") Type-X Gypsum Board | 280 | 10% | 308 | SF | 3 | 2 | 924 | 616 | 1540
317 |  |  | (2x6) Top & Bottom Plate | 84 | 10% | 92.4 | LF | 8 | 4 | 739.2 | 369.6 | 1108.8
318 |  |  | Sealant | 56 | 10% | 61.6 | LF | 2.5 | 1.5 | 154 | 92.4 | 246.4
Interior Wall As; (18 LF, 10'-0" H.)
319 |  |  | (2x6) Wood Stud @ 16" O.C (15 EA, 150 LF) | 180 | 10% | 198 | SF | 5 | 3 | 990 | 594 | 1584
320 |  |  | (5/8") Type-X Gypsum Board | 360 | 10% | 396 | SF | 3 | 2 | 1188 | 792 | 1980
321 |  |  | (2x6) Top & Bottom Plate | 54 | 10% | 59.4 | LF | 8 | 4 | 475.2 | 237.6 | 712.8
322 |  |  | Sealant | 72 | 10% | 79.2 | LF | 2.5 | 1.5 | 198 | 118.8 | 316.8
Ceiling
323 |  |  | (5/8") Gypsum Board Ceiling | 2357 | 10% | 2592.7 | SF | 3 | 2 | 7778.1 | 5185.4 | 12963.5
324 |  |  | Ceiling Paint | 2357 | 10% | 2592.7 | SF | 1.5 | 1 | 3889.05 | 2592.7 | 6481.75
Flooring
325 |  |  | Tile Flooring | 2365 | 10% | 2601.5 | SF | 10 | 6 | 26015 | 15609 | 41624
Wall Base
326 |  |  | (4") H. Wall Base | 679 | 10% | 746.9 | LF | 4 | 2 | 2987.6 | 1493.8 | 4481.4
Wall Finishes
327 |  |  | Wall Paint | 7530 | 10% | 8283 | SF | 1.5 | 1 | 12424.5 | 8283 | 20707.5
Fifth Floor
Drywall
Exterior Wall As; (60 LF, 10'-0" H.)
328 |  |  | (2x6) Wood Stud @ 16" O.C (46 EA, 460 LF) | 600 | 10% | 660 | SF | 5 | 3 | 3300 | 1980 | 5280
329 |  |  | Batt Insulation | 600 | 10% | 660 | SF | 2.5 | 1.5 | 1650 | 990 | 2640
330 |  |  | Fully Adhered Elasomeric Waterproofing Membrane | 600 | 10% | 660 | SF | 3.5 | 2 | 2310 | 1320 | 3630
331 |  |  | Two Layers " FORTIFIBER SUPER JUMBO TEX" 60 Min Grade "D" Building Paper | 600 | 10% | 660 | SF | 2 | 1 | 1320 | 660 | 1980
332 |  |  | Ext. Grade Plywood Sheathing | 600 | 10% | 660 | SF | 4 | 2.5 | 2640 | 1650 | 4290
333 |  |  | (5/8") Type-X Gypsum Board | 600 | 10% | 660 | SF | 3 | 2 | 1980 | 1320 | 3300
334 |  |  | (2x6) Top & Bottom Plate | 180 | 10% | 198 | LF | 8 | 4 | 1584 | 792 | 2376
335 |  |  | Sealant | 120 | 10% | 132 | LF | 2.5 | 1.5 | 330 | 198 | 528
2 HR Shaft Wall As; (65 LF, 10'-0" H.)
336 |  |  | (2x6) Wood Stud @ 16" O.C (50 EA, 500 LF) | 650 | 10% | 715 | SF | 5 | 3 | 3575 | 2145 | 5720
337 |  |  | Batt Insulation | 650 | 10% | 715 | SF | 2.5 | 1.5 | 1787.5 | 1072.5 | 2860
338 |  |  | Plywood Wall Sheathing | 650 | 10% | 715 | SF | 4 | 2.5 | 2860 | 1787.5 | 4647.5
339 |  |  | (5/8") Type-X Gypsum Board | 650 | 10% | 715 | SF | 3 | 2 | 2145 | 1430 | 3575
340 |  |  | (2x6) Top & Bottom Plate | 195 | 10% | 214.5 | LF | 8 | 4 | 1716 | 858 | 2574
341 |  |  | Sealant | 130 | 10% | 143 | LF | 2.5 | 1.5 | 357.5 | 214.5 | 572
Shaft Wall As; (28 LF, 10'-0" H.)
342 |  |  | (2x6) Wood Stud @ 16" O.C (22 EA, 220 LF) | 280 | 10% | 308 | SF | 5 | 3 | 1540 | 924 | 2464
343 |  |  | Batt Insulation | 280 | 10% | 308 | SF | 2.5 | 1.5 | 770 | 462 | 1232
344 |  |  | Plywood Wall Sheathing | 280 | 10% | 308 | SF | 4 | 2.5 | 1232 | 770 | 2002
345 |  |  | (5/8") Type-X Gypsum Board | 280 | 10% | 308 | SF | 3 | 2 | 924 | 616 | 1540
346 |  |  | (2x6) Top & Bottom Plate | 84 | 10% | 92.4 | LF | 8 | 4 | 739.2 | 369.6 | 1108.8
347 |  |  | Sealant | 56 | 10% | 61.6 | LF | 2.5 | 1.5 | 154 | 92.4 | 246.4
Interior Wall As; (18 LF, 10'-0" H.)
348 |  |  | (2x6) Wood Stud @ 16" O.C (15 EA, 150 LF) | 180 | 10% | 198 | SF | 5 | 3 | 990 | 594 | 1584
349 |  |  | (5/8") Type-X Gypsum Board | 360 | 10% | 396 | SF | 3 | 2 | 1188 | 792 | 1980
350 |  |  | (2x6) Top & Bottom Plate | 54 | 10% | 59.4 | LF | 8 | 4 | 475.2 | 237.6 | 712.8
351 |  |  | Sealant | 72 | 10% | 79.2 | LF | 2.5 | 1.5 | 198 | 118.8 | 316.8
Ceiling
352 |  |  | (5/8") Gypsum Board Ceiling | 2357 | 10% | 2592.7 | SF | 3 | 2 | 7778.1 | 5185.4 | 12963.5
353 |  |  | Ceiling Paint | 2357 | 10% | 2592.7 | SF | 1.5 | 1 | 3889.05 | 2592.7 | 6481.75
Flooring
354 |  |  | Tile Flooring | 2365 | 10% | 2601.5 | SF | 10 | 6 | 26015 | 15609 | 41624
Wall Base
355 |  |  | (4") H. Wall Base | 679 | 10% | 746.9 | LF | 4 | 2 | 2987.6 | 1493.8 | 4481.4
Wall Finishes
356 |  |  | Wall Paint | 7530 | 10% | 8283 | SF | 1.5 | 1 | 12424.5 | 8283 | 20707.5
Roof
Drywall
Exterior Wall As; (110 LF, 8'-0" H.)
357 |  |  | (2x6) Wood Stud @ 16" O.C (84 EA, 672 LF) | 880 | 10% | 968 | SF | 5 | 3 | 4840 | 2904 | 7744
358 |  |  | Batt Insulation | 880 | 10% | 968 | SF | 2.5 | 1.5 | 2420 | 1452 | 3872
359 |  |  | Fully Adhered Elasomeric Waterproofing Membrane | 880 | 10% | 968 | SF | 3.5 | 2 | 3388 | 1936 | 5324
360 |  |  | Two Layers " FORTIFIBER SUPER JUMBO TEX" 60 Min Grade "D" Building Paper | 880 | 10% | 968 | SF | 2 | 1 | 1936 | 968 | 2904
361 |  |  | Ext. Grade Plywood Sheathing | 880 | 10% | 968 | SF | 4 | 2.5 | 3872 | 2420 | 6292
362 |  |  | (5/8") Type-X Gypsum Board | 880 | 10% | 968 | SF | 3 | 2 | 2904 | 1936 | 4840
363 |  |  | (2x6) Top & Bottom Plate | 330 | 10% | 363 | LF | 8 | 4 | 2904 | 1452 | 4356
364 |  |  | Sealant | 220 | 10% | 242 | LF | 2.5 | 1.5 | 605 | 363 | 968
Parapet Wall As; (727 LF, 3'-10" H.)
365 |  |  | (2x6) Wood Stud @ 16" O.C (544 EA, 2084 LF) | 2785 | 10% | 3063.5 | SF | 5 | 3 | 15317.5 | 9190.5 | 24508
366 |  |  | Batt Insulation | 2785 | 10% | 3063.5 | SF | 2.5 | 1.5 | 7658.75 | 4595.25 | 12254
367 |  |  | Fully Adhered Elasomeric Waterproofing Membrane | 2785 | 10% | 3063.5 | SF | 3.5 | 2 | 10722.25 | 6127 | 16849.25
368 |  |  | Two Layers " FORTIFIBER SUPER JUMBO TEX" 60 Min Grade "D" Building Paper | 2785 | 10% | 3063.5 | SF | 2 | 1 | 6127 | 3063.5 | 9190.5
369 |  |  | Ext. Grade Plywood Sheathing | 5570 | 10% | 6127 | SF | 4 | 2.5 | 24508 | 15317.5 | 39825.5
370 |  |  | (2x6) Top & Bottom Plate | 2181 | 10% | 2399.1 | LF | 8 | 4 | 19192.8 | 9596.4 | 28789.2
371 |  |  | Sealant | 2908 | 10% | 3198.8 | LF | 2.5 | 1.5 | 7997 | 4798.2 | 12795.2
Ceiling
372 |  |  | (5/8") Gypsum Board Ceiling | 285 | 10% | 313.5 | SF | 3 | 2 | 940.5 | 627 | 1567.5
373 |  |  | Ceiling Paint | 285 | 10% | 313.5 | SF | 1.5 | 1 | 470.25 | 313.5 | 783.75
1-Bedroom (31 EA)
Drywall
Exterior Wall As; (217 LF, 10'-0" H.)
374 |  |  | (2x4) Wood Stud @ 16" O.C (163 EA, 1630 LF) | 2170 | 10% | 2387 | SF | 5 | 3 | 11935 | 7161 | 19096
375 |  |  | Batt Insulation | 2170 | 10% | 2387 | SF | 2.5 | 1.5 | 5967.5 | 3580.5 | 9548
376 |  |  | Fully Adhered Elasomeric Waterproofing Membrane | 2170 | 10% | 2387 | SF | 3.5 | 2 | 8354.5 | 4774 | 13128.5
377 |  |  | Two Layers " FORTIFIBER SUPER JUMBO TEX" 60 Min Grade "D" Building Paper | 2170 | 10% | 2387 | SF | 2 | 1 | 4774 | 2387 | 7161
378 |  |  | Ext. Grade Plywood Sheathing | 2170 | 10% | 2387 | SF | 4 | 2.5 | 9548 | 5967.5 | 15515.5
379 |  |  | (5/8") Type-X Gypsum Board | 2170 | 10% | 2387 | SF | 3 | 2 | 7161 | 4774 | 11935
380 |  |  | (2x4) Top & Bottom Plate | 651 | 10% | 716.1 | LF | 8 | 4 | 5728.8 | 2864.4 | 8593.2
381 |  |  | Sealant | 434 | 10% | 477.4 | LF | 2.5 | 1.5 | 1193.5 | 716.1 | 1909.6
Exterior Wall As; (961 LF, 10'-0" H.)
382 |  |  | (2x6) Wood Stud @ 16" O.C (719 EA, 7190 LF) | 9610 | 10% | 10571 | SF | 5 | 3 | 52855 | 31713 | 84568
383 |  |  | Batt Insulation | 9610 | 10% | 10571 | SF | 2.5 | 1.5 | 26427.5 | 15856.5 | 42284
384 |  |  | Fully Adhered Elasomeric Waterproofing Membrane | 9610 | 10% | 10571 | SF | 3.5 | 2 | 36998.5 | 21142 | 58140.5
385 |  |  | Two Layers " FORTIFIBER SUPER JUMBO TEX" 60 Min Grade "D" Building Paper | 9610 | 10% | 10571 | SF | 2 | 1 | 21142 | 10571 | 31713
386 |  |  | Ext. Grade Plywood Sheathing | 9610 | 10% | 10571 | SF | 4 | 2.5 | 42284 | 26427.5 | 68711.5
387 |  |  | (5/8") Type-X Gypsum Board | 9610 | 10% | 10571 | SF | 3 | 2 | 31713 | 21142 | 52855
388 |  |  | (2x6) Top & Bottom Plate | 2883 | 10% | 3171.3 | LF | 8 | 4 | 25370.4 | 12685.2 | 38055.6
389 |  |  | Sealant | 1922 | 10% | 2114.2 | LF | 2.5 | 1.5 | 5285.5 | 3171.3 | 8456.8
Demising Wall As; (1612 LF, 10'-0" H.)
390 |  |  | (2x4) Wood Stud @ 16" O.C (2408 EA, 24080 LF) | 16120 | 10% | 17732 | SF | 5 | 3 | 88660 | 53196 | 141856
391 |  |  | Batt Insulation | 32240 | 10% | 35464 | SF | 2.5 | 1.5 | 88660 | 53196 | 141856
392 |  |  | (5/8") Type-X Gypsum Board | 32240 | 10% | 35464 | SF | 3 | 2 | 106392 | 70928 | 177320
393 |  |  | (2x4) Top & Bottom Plate | 9672 | 10% | 10639.2 | LF | 8 | 4 | 85113.6 | 42556.8 | 127670.4
394 |  |  | Sealant | 6448 | 10% | 7092.8 | LF | 2.5 | 1.5 | 17732 | 10639.2 | 28371.2
Furring Wall As; (682 LF, 10'-0" H.)
395 |  |  | (2x4) Wood Stud @ 16" O.C (510 EA, 5100 LF) | 6820 | 10% | 7502 | SF | 5 | 3 | 37510 | 22506 | 60016
396 |  |  | (5/8") Type-X Gypsum Board | 6820 | 10% | 7502 | SF | 3 | 2 | 22506 | 15004 | 37510
397 |  |  | (2x4) Top & Bottom Plate | 2046 | 10% | 2250.6 | LF | 8 | 4 | 18004.8 | 9002.4 | 27007.2
398 |  |  | Sealant | 1364 | 10% | 1500.4 | LF | 2.5 | 1.5 | 3751 | 2250.6 | 6001.6
Interior Wall As; (1612 LF, 10'-0" H.)
399 |  |  | (2x4) Wood Stud @ 16" O.C (1204 EA, 12040 LF) | 16120 | 10% | 17732 | SF | 5 | 3 | 88660 | 53196 | 141856
400 |  |  | (5/8") Type-X Gypsum Board | 32240 | 10% | 35464 | SF | 3 | 2 | 106392 | 70928 | 177320
401 |  |  | (2x4) Top & Bottom Plate | 4836 | 10% | 5319.6 | LF | 8 | 4 | 42556.8 | 21278.4 | 63835.2
402 |  |  | Sealant | 6448 | 10% | 7092.8 | LF | 2.5 | 1.5 | 17732 | 10639.2 | 28371.2
Interior Wall As; (837 LF, 10'-0" H.)
403 |  |  | (2x6) Wood Stud @ 16" O.C (626 EA, 6260 LF) | 8370 | 10% | 9207 | SF | 5 | 3 | 46035 | 27621 | 73656
404 |  |  | (5/8") Type-X Gypsum Board | 16740 | 10% | 18414 | SF | 3 | 2 | 55242 | 36828 | 92070
405 |  |  | (2x6) Top & Bottom Plate | 2511 | 10% | 2762.1 | LF | 8 | 4 | 22096.8 | 11048.4 | 33145.2
406 |  |  | Sealant | 3348 | 10% | 3682.8 | LF | 2.5 | 1.5 | 9207 | 5524.2 | 14731.2
Ceiling
407 |  |  | (5/8") Gypsum Board Ceiling | 17329 | 10% | 19061.9 | SF | 3 | 2 | 57185.7 | 38123.8 | 95309.5
408 |  |  | (5/8") Gypsum Board Soffit | 2232 | 10% | 2455.2 | SF | 3 | 2 | 7365.6 | 4910.4 | 12276
409 |  |  | Ceiling Paint | 17329 | 10% | 19061.9 | SF | 1.5 | 1 | 28592.85 | 19061.9 | 47654.75
410 |  |  | Soffit Paint | 2232 | 10% | 2455.2 | SF | 1.5 | 1 | 3682.8 | 2455.2 | 6138
Flooring
411 |  |  | Hardwood Flooring | 10912 | 10% | 12003.2 | SF | 12 | 6 | 144038.4 | 72019.2 | 216057.6
412 |  |  | Ceramic Tile Flooring | 2883 | 10% | 3171.3 | SF | 12 | 6 | 38055.6 | 19027.8 | 57083.4
413 |  |  | Tile Flooring | 2418 | 10% | 2659.8 | SF | 10 | 6 | 26598 | 15958.8 | 42556.8
414 |  |  | Carpet Flooring | 4371 | 10% | 4808.1 | SF | 8 | 4 | 38464.8 | 19232.4 | 57697.2
Wall Base
415 |  |  | (4") H. Wall Base | 4154 | 10% | 4569.4 | LF | 4 | 2 | 18277.6 | 9138.8 | 27416.4
Wall Finishes
416 |  |  | Wall Paint | 54560 | 10% | 60016 | SF | 1.5 | 1 | 90024 | 60016 | 150040
417 |  |  | Wall Tile | 12710 | 10% | 13981 | SF | 12 | 6 | 167772 | 83886 | 251658
2-Bedroom (17 EA)
Drywall
Exterior Wall As; (833 LF, 10'-0" H.)
418 |  |  | (2x6) Wood Stud @ 16" O.C (623 EA, 6230 LF) | 8330 | 10% | 9163 | SF | 5 | 3 | 45815 | 27489 | 73304
419 |  |  | Batt Insulation | 8330 | 10% | 9163 | SF | 2.5 | 1.5 | 22907.5 | 13744.5 | 36652
420 |  |  | Fully Adhered Elasomeric Waterproofing Membrane | 8330 | 10% | 9163 | SF | 3.5 | 2 | 32070.5 | 18326 | 50396.5
421 |  |  | Two Layers " FORTIFIBER SUPER JUMBO TEX" 60 Min Grade "D" Building Paper | 8330 | 10% | 9163 | SF | 2 | 1 | 18326 | 9163 | 27489
422 |  |  | Ext. Grade Plywood Sheathing | 8330 | 10% | 9163 | SF | 4 | 2.5 | 36652 | 22907.5 | 59559.5
423 |  |  | (5/8") Type-X Gypsum Board | 8330 | 10% | 9163 | SF | 3 | 2 | 27489 | 18326 | 45815
424 |  |  | (2x6) Top & Bottom Plate | 2499 | 10% | 2748.9 | LF | 8 | 4 | 21991.2 | 10995.6 | 32986.8
425 |  |  | Sealant | 1666 | 10% | 1832.6 | LF | 2.5 | 1.5 | 4581.5 | 2748.9 | 7330.4
Demising Wall As; (986 LF, 10'-0" H.)
426 |  |  | (2x4) Wood Stud @ 16" O.C (1474 EA, 14740 LF) | 9860 | 10% | 10846 | SF | 5 | 3 | 54230 | 32538 | 86768
427 |  |  | Batt Insulation | 19720 | 10% | 21692 | SF | 2.5 | 1.5 | 54230 | 32538 | 86768
428 |  |  | (5/8") Type-X Gypsum Board | 19720 | 10% | 21692 | SF | 3 | 2 | 65076 | 43384 | 108460
429 |  |  | (2x4) Top & Bottom Plate | 5916 | 10% | 6507.6 | LF | 8 | 4 | 52060.8 | 26030.4 | 78091.2
430 |  |  | Sealant | 3944 | 10% | 4338.4 | LF | 2.5 | 1.5 | 10846 | 6507.6 | 17353.6
Furring Wall As; (595 LF, 10'-0" H.)
431 |  |  | (2x4) Wood Stud @ 16" O.C (446 EA, 4460 LF) | 5950 | 10% | 6545 | SF | 5 | 3 | 32725 | 19635 | 52360
432 |  |  | (5/8") Type-X Gypsum Board | 5950 | 10% | 6545 | SF | 3 | 2 | 19635 | 13090 | 32725
433 |  |  | (2x4) Top & Bottom Plate | 1785 | 10% | 1963.5 | LF | 8 | 4 | 15708 | 7854 | 23562
434 |  |  | Sealant | 1190 | 10% | 1309 | LF | 2.5 | 1.5 | 3272.5 | 1963.5 | 5236
Interior Wall As; (1496 LF, 10'-0" H.)
435 |  |  | (2x4) Wood Stud @ 16" O.C (1118 EA, 11180 LF) | 14960 | 10% | 16456 | SF | 5 | 3 | 82280 | 49368 | 131648
436 |  |  | (5/8") Type-X Gypsum Board | 29920 | 10% | 32912 | SF | 3 | 2 | 98736 | 65824 | 164560
437 |  |  | (2x4) Top & Bottom Plate | 4488 | 10% | 4936.8 | LF | 8 | 4 | 39494.4 | 19747.2 | 59241.6
438 |  |  | Sealant | 5984 | 10% | 6582.4 | LF | 2.5 | 1.5 | 16456 | 9873.6 | 26329.6
Ceiling
439 |  |  | (5/8") Gypsum Board Ceiling | 14790 | 10% | 16269 | SF | 3 | 2 | 48807 | 32538 | 81345
440 |  |  | (5/8") Gypsum Board Soffit | 1394 | 10% | 1533.4 | SF | 3 | 2 | 4600.2 | 3066.8 | 7667
441 |  |  | Ceiling Paint | 14790 | 10% | 16269 | SF | 1.5 | 1 | 24403.5 | 16269 | 40672.5
442 |  |  | Soffit Paint | 1394 | 10% | 1533.4 | SF | 1.5 | 1 | 2300.1 | 1533.4 | 3833.5
Flooring
443 |  |  | Hardwood Flooring | 8364 | 10% | 9200.4 | SF | 12 | 6 | 110404.8 | 55202.4 | 165607.2
444 |  |  | Ceramic Tile Flooring | 1785 | 10% | 1963.5 | SF | 12 | 6 | 23562 | 11781 | 35343
445 |  |  | Tile Flooring | 2295 | 10% | 2524.5 | SF | 10 | 6 | 25245 | 15147 | 40392
446 |  |  | Carpet Flooring | 4386 | 10% | 4824.6 | SF | 8 | 4 | 38596.8 | 19298.4 | 57895.2
Wall Base
447 |  |  | (4") H. Wall Base | 3298 | 10% | 3627.8 | LF | 4 | 2 | 14511.2 | 7255.6 | 21766.8
Wall Finishes
448 |  |  | Wall Paint | 42840 | 10% | 47124 | SF | 1.5 | 1 | 70686 | 47124 | 117810
449 |  |  | Wall Tile | 12070 | 10% | 13277 | SF | 12 | 6 | 159324 | 79662 | 238986
3-Bedroom (3 EA)
Drywall
Exterior Wall As; (273 LF, 10'-0" H.)
450 |  |  | (2x6) Wood Stud @ 16" O.C (205 EA, 2050 LF) | 2730 | 10% | 3003 | SF | 5 | 3 | 15015 | 9009 | 24024
451 |  |  | Batt Insulation | 2730 | 10% | 3003 | SF | 2.5 | 1.5 | 7507.5 | 4504.5 | 12012
452 |  |  | Fully Adhered Elasomeric Waterproofing Membrane | 2730 | 10% | 3003 | SF | 3.5 | 2 | 10510.5 | 6006 | 16516.5
453 |  |  | Two Layers " FORTIFIBER SUPER JUMBO TEX" 60 Min Grade "D" Building Paper | 2730 | 10% | 3003 | SF | 2 | 1 | 6006 | 3003 | 9009
454 |  |  | Ext. Grade Plywood Sheathing | 2730 | 10% | 3003 | SF | 4 | 2.5 | 12012 | 7507.5 | 19519.5
455 |  |  | (5/8") Type-X Gypsum Board | 2730 | 10% | 3003 | SF | 3 | 2 | 9009 | 6006 | 15015
456 |  |  | (2x6) Top & Bottom Plate | 819 | 10% | 900.9 | LF | 8 | 4 | 7207.2 | 3603.6 | 10810.8
457 |  |  | Sealant | 546 | 10% | 600.6 | LF | 2.5 | 1.5 | 1501.5 | 900.9 | 2402.4
Demising Wall As; (186 LF, 10'-0" H.)
458 |  |  | (2x4) Wood Stud @ 16" O.C (280 EA, 2800 LF) | 1860 | 10% | 2046 | SF | 5 | 3 | 10230 | 6138 | 16368
459 |  |  | Batt Insulation | 3720 | 10% | 4092 | SF | 2.5 | 1.5 | 10230 | 6138 | 16368
460 |  |  | (5/8") Type-X Gypsum Board | 3720 | 10% | 4092 | SF | 3 | 2 | 12276 | 8184 | 20460
461 |  |  | (2x4) Top & Bottom Plate | 1116 | 10% | 1227.6 | LF | 8 | 4 | 9820.8 | 4910.4 | 14731.2
462 |  |  | Sealant | 744 | 10% | 818.4 | LF | 2.5 | 1.5 | 2046 | 1227.6 | 3273.6
Furring Wall As; (84 LF, 10'-0" H.)
463 |  |  | (2x4) Wood Stud @ 16" O.C (64 EA, 640 LF) | 840 | 10% | 924 | SF | 5 | 3 | 4620 | 2772 | 7392
464 |  |  | (5/8") Type-X Gypsum Board | 840 | 10% | 924 | SF | 3 | 2 | 2772 | 1848 | 4620
465 |  |  | (2x4) Top & Bottom Plate | 252 | 10% | 277.2 | LF | 8 | 4 | 2217.6 | 1108.8 | 3326.4
466 |  |  | Sealant | 168 | 10% | 184.8 | LF | 2.5 | 1.5 | 462 | 277.2 | 739.2
Interior Wall As; (369 LF, 10'-0" H.)
467 |  |  | (2x4) Wood Stud @ 16" O.C (277 EA, 2770 LF) | 3690 | 10% | 4059 | SF | 5 | 3 | 20295 | 12177 | 32472
468 |  |  | (5/8") Type-X Gypsum Board | 7380 | 10% | 8118 | SF | 3 | 2 | 24354 | 16236 | 40590
469 |  |  | (2x4) Top & Bottom Plate | 1107 | 10% | 1217.7 | LF | 8 | 4 | 9741.6 | 4870.8 | 14612.4
470 |  |  | Sealant | 1476 | 10% | 1623.6 | LF | 2.5 | 1.5 | 4059 | 2435.4 | 6494.4
Interior Wall As; (54 LF, 10'-0" H.)
471 |  |  | (2x6) Wood Stud @ 16" O.C (42 EA, 420 LF) | 540 | 10% | 594 | SF | 5 | 3 | 2970 | 1782 | 4752
472 |  |  | (5/8") Type-X Gypsum Board | 1080 | 10% | 1188 | SF | 3 | 2 | 3564 | 2376 | 5940
473 |  |  | (2x6) Top & Bottom Plate | 162 | 10% | 178.2 | LF | 8 | 4 | 1425.6 | 712.8 | 2138.4
474 |  |  | Sealant | 216 | 10% | 237.6 | LF | 2.5 | 1.5 | 594 | 356.4 | 950.4
Pony Wall As; (24 LF, 3'-0" H.)
475 |  |  | (2x4) Wood Stud @ 16" O.C (19 EA, 57 LF) | 72 | 10% | 79.2 | SF | 5 | 3 | 396 | 237.6 | 633.6
476 |  |  | (5/8") Type-X Gypsum Board | 144 | 10% | 158.4 | SF | 3 | 2 | 475.2 | 316.8 | 792
477 |  |  | (2x4) Top & Bottom Plate | 72 | 10% | 79.2 | LF | 8 | 4 | 633.6 | 316.8 | 950.4
478 |  |  | Sealant | 96 | 10% | 105.6 | LF | 2.5 | 1.5 | 264 | 158.4 | 422.4
Ceiling
479 |  |  | (5/8") Gypsum Board Ceiling | 3450 | 10% | 3795 | SF | 3 | 2 | 11385 | 7590 | 18975
480 |  |  | (5/8") Gypsum Board Soffit | 444 | 10% | 488.4 | SF | 3 | 2 | 1465.2 | 976.8 | 2442
481 |  |  | Ceiling Paint | 3450 | 10% | 3795 | SF | 1.5 | 1 | 5692.5 | 3795 | 9487.5
482 |  |  | Soffit Paint | 444 | 10% | 488.4 | SF | 1.5 | 1 | 732.6 | 488.4 | 1221
Flooring
483 |  |  | Hardwood Flooring | 1941 | 10% | 2135.1 | SF | 12 | 6 | 25621.2 | 12810.6 | 38431.8
484 |  |  | Ceramic Tile Flooring | 570 | 10% | 627 | SF | 12 | 6 | 7524 | 3762 | 11286
485 |  |  | Tile Flooring | 399 | 10% | 438.9 | SF | 10 | 6 | 4389 | 2633.4 | 7022.4
486 |  |  | Carpet Flooring | 1179 | 10% | 1296.9 | SF | 8 | 4 | 10375.2 | 5187.6 | 15562.8
Wall Base
487 |  |  | (4") H. Wall Base | 780 | 10% | 858 | LF | 4 | 2 | 3432 | 1716 | 5148
Wall Finishes
488 |  |  | Wall Paint | 10380 | 10% | 11418 | SF | 1.5 | 1 | 17127 | 11418 | 28545
489 |  |  | Wall Tile | 2040 | 10% | 2244 | SF | 12 | 6 | 26928 | 13464 | 40392
Studio (9 EA)
Drywall
Exterior Wall As; (162 LF, 10'-0" H.)
490 |  |  | (2x6) Wood Stud @ 16" O.C (122 EA, 1220 LF) | 1620 | 10% | 1782 | SF | 5 | 3 | 8910 | 5346 | 14256
491 |  |  | Batt Insulation | 1620 | 10% | 1782 | SF | 2.5 | 1.5 | 4455 | 2673 | 7128
492 |  |  | Fully Adhered Elasomeric Waterproofing Membrane | 1620 | 10% | 1782 | SF | 3.5 | 2 | 6237 | 3564 | 9801
493 |  |  | Two Layers " FORTIFIBER SUPER JUMBO TEX" 60 Min Grade "D" Building Paper | 1620 | 10% | 1782 | SF | 2 | 1 | 3564 | 1782 | 5346
494 |  |  | Ext. Grade Plywood Sheathing | 1620 | 10% | 1782 | SF | 4 | 2.5 | 7128 | 4455 | 11583
495 |  |  | (5/8") Type-X Gypsum Board | 1620 | 10% | 1782 | SF | 3 | 2 | 5346 | 3564 | 8910
496 |  |  | (2x6) Top & Bottom Plate | 486 | 10% | 534.6 | LF | 8 | 4 | 4276.8 | 2138.4 | 6415.2
497 |  |  | Sealant | 324 | 10% | 356.4 | LF | 2.5 | 1.5 | 891 | 534.6 | 1425.6
Demising Wall As; (522 LF, 10'-0" H.)
498 |  |  | (2x4) Wood Stud @ 16" O.C (782 EA, 7820 LF) | 5220 | 10% | 5742 | SF | 5 | 3 | 28710 | 17226 | 45936
499 |  |  | Batt Insulation | 10440 | 10% | 11484 | SF | 2.5 | 1.5 | 28710 | 17226 | 45936
500 |  |  | (5/8") Type-X Gypsum Board | 10440 | 10% | 11484 | SF | 3 | 2 | 34452 | 22968 | 57420
501 |  |  | (2x4) Top & Bottom Plate | 3132 | 10% | 3445.2 | LF | 8 | 4 | 27561.6 | 13780.8 | 41342.4
502 |  |  | Sealant | 2088 | 10% | 2296.8 | LF | 2.5 | 1.5 | 5742 | 3445.2 | 9187.2
Furring Wall As; (261 LF, 10'-0" H.)
503 |  |  | (2x4) Wood Stud @ 16" O.C (196 EA, 1960 LF) | 2610 | 10% | 2871 | SF | 5 | 3 | 14355 | 8613 | 22968
504 |  |  | (5/8") Type-X Gypsum Board | 2610 | 10% | 2871 | SF | 3 | 2 | 8613 | 5742 | 14355
505 |  |  | (2x4) Top & Bottom Plate | 783 | 10% | 861.3 | LF | 8 | 4 | 6890.4 | 3445.2 | 10335.6
506 |  |  | Sealant | 522 | 10% | 574.2 | LF | 2.5 | 1.5 | 1435.5 | 861.3 | 2296.8
Interior Wall As; (342 LF, 10'-0" H.)
507 |  |  | (2x4) Wood Stud @ 16" O.C (257 EA, 2570 LF) | 3420 | 10% | 3762 | SF | 5 | 3 | 18810 | 11286 | 30096
508 |  |  | (5/8") Type-X Gypsum Board | 6840 | 10% | 7524 | SF | 3 | 2 | 22572 | 15048 | 37620
509 |  |  | (2x4) Top & Bottom Plate | 1026 | 10% | 1128.6 | LF | 8 | 4 | 9028.8 | 4514.4 | 13543.2
510 |  |  | Sealant | 1368 | 10% | 1504.8 | LF | 2.5 | 1.5 | 3762 | 2257.2 | 6019.2
Interior Wall As; (189 LF, 10'-0" H.)
511 |  |  | (2x6) Wood Stud @ 16" O.C (143 EA, 1430 LF) | 1890 | 10% | 2079 | SF | 5 | 3 | 10395 | 6237 | 16632
512 |  |  | (5/8") Type-X Gypsum Board | 3780 | 10% | 4158 | SF | 3 | 2 | 12474 | 8316 | 20790
513 |  |  | (2x6) Top & Bottom Plate | 567 | 10% | 623.7 | LF | 8 | 4 | 4989.6 | 2494.8 | 7484.4
514 |  |  | Sealant | 756 | 10% | 831.6 | LF | 2.5 | 1.5 | 2079 | 1247.4 | 3326.4
Ceiling
515 |  |  | (5/8") Gypsum Board Ceiling | 4104 | 10% | 4514.4 | SF | 3 | 2 | 13543.2 | 9028.8 | 22572
516 |  |  | Ceiling Paint | 4104 | 10% | 4514.4 | SF | 1.5 | 1 | 6771.6 | 4514.4 | 11286
Flooring
517 |  |  | Hardwood Flooring | 1575 | 10% | 1732.5 | SF | 12 | 6 | 20790 | 10395 | 31185
518 |  |  | Tile Flooring | 567 | 10% | 623.7 | SF | 10 | 6 | 6237 | 3742.2 | 9979.2
519 |  |  | Carpet Flooring | 2025 | 10% | 2227.5 | SF | 8 | 4 | 17820 | 8910 | 26730
Wall Base
520 |  |  | (4") H. Wall Base | 990 | 10% | 1089 | LF | 4 | 2 | 4356 | 2178 | 6534
Wall Finishes
521 |  |  | Wall Paint | 11970 | 10% | 13167 | SF | 1.5 | 1 | 19750.5 | 13167 | 32917.5
522 |  |  | Wall Tile | 3060 | 10% | 3366 | SF | 12 | 6 | 40392 | 20196 | 60588
Exterior Finishes
523 |  |  | Smooth Finish Stucco '1' | 2793 | 10% | 3072.3 | SF | 8 | 4 | 24578.4 | 12289.2 | 36867.6
524 |  |  | Light Sand Finish Stucco '2' | 10560 | 10% | 11616 | SF | 7.5 | 3.5 | 87120 | 40656 | 127776
525 |  |  | Hardie Panel Vert. Siding '3' Color. - Pearl Gray | 1703 | 10% | 1873.3 | SF | 10 | 5 | 18733 | 9366.5 | 28099.5
526 |  |  | Exterior Paint 'A' Manuf. - SHERWIN WILLIAMS Color. - SW 7005 PURE WHITE | 3821 | 10% | 4203.1 | SF | 2.5 | 1.5 | 10507.75 | 6304.65 | 16812.4
527 |  |  | Exterior Paint 'B' Manuf. - SHERWIN WILLIAMS Color. - SW 7650 ELLIE GRAY | 5890 | 10% | 6479 | SF | 2.5 | 1.5 | 16197.5 | 9718.5 | 25916
528 |  |  | Exterior Paint 'C' Manuf. - SHERWIN WILLIAMS Color. - SW 7075 WEB GRAY | 6497 | 10% | 7146.7 | SF | 2.5 | 1.5 | 17866.75 | 10720.05 | 28586.8
529 |  |  | Exterior Paint 'D' Manuf. - SHERWIN WILLIAMS Color. - SW 6869 STOP | 707 | 10% | 777.7 | SF | 2.5 | 1.5 | 1944.25 | 1166.55 | 3110.8
530 |  |  | Exterior Paint 'E' Manuf. - SHERWIN WILLIAMS Color. - SW 6797 JAY BLUE | 884 | 10% | 972.4 | SF | 2.5 | 1.5 | 2431 | 1458.6 | 3889.6
531 |  |  | Exterior Paint 'F' Manuf. - SHERWIN WILLIAMS Color. - SW 6911 CONFIDENT YELLOW | 311 | 10% | 342.1 | SF | 2.5 | 1.5 | 855.25 | 513.15 | 1368.4
532 |  |  | Painted Black Metal Louver | 2558 | 10% | 2813.8 | SF | 12 | 6 | 33765.6 | 16882.8 | 50648.4
533 |  |  | Scaffolding | 30352 | 10% | 33387.2 | SF | 3 | 2 | 100161.6 | 66774.4 | 166936
534 |  |  | Door Trim | 808 | 10% | 888.8 | LF | 6 | 4 | 5332.8 | 3555.2 | 8888
535 |  |  | Storefront Trim | 491 | 10% | 540.1 | LF | 8 | 5 | 4320.8 | 2700.5 | 7021.3
536 |  |  | Window Trim | 3227 | 10% | 3549.7 | LF | 7 | 4 | 24847.9 | 14198.8 | 39046.7
|  |  | Subtotal | [9 empty] | 8386560.6
|  | 10 | DIVISION 10- Specialties
Second Floor
| A1.1 To A1.5 & A4.1 A4.2 A4.3 |  | Misc. Item
537 |  |  | Bike Storage Rack | 54 | 10% | 59.4 | LF | 150 | 80 | 8910 | 4752 | 13662
1-Bedroom (31 EA)
Cabinets & Closet
538 |  |  | (24") Dp. & (30") H. Base Cabinets W/ Drawers | 558 | 10% | 613.8 | LF | 200 | 100 | 122760 | 61380 | 184140
539 |  |  | (12") Dp. & (36") H. Wall Cabinet | 527 | 10% | 579.7 | LF | 180 | 90 | 104346 | 52173 | 156519
540 |  |  | (24") W. Walk-In Closet Shelves W/ Hanging Rods | 341 | 10% | 375.1 | LF | 100 | 50 | 37510 | 18755 | 56265
541 |  |  | (4") H. Backsplash | 744 | 10% | 818.4 | LF | 50 | 25 | 40920 | 20460 | 61380
Countertop
542 |  |  | Kitchen Countertop | 806 | 10% | 886.6 | SF | 120 | 60 | 106392 | 53196 | 159588
543 |  |  | Bathroom Countertop | 372 | 10% | 409.2 | SF | 110 | 55 | 45012 | 22506 | 67518
Bathroom Accessories
544 |  |  | Tissue Paper Holder | 31 | 0% | 31 | EA | 50 | 30 | 1550 | 930 | 2480
545 |  |  | Soap Dispenser | 31 | 0% | 31 | EA | 75 | 40 | 2325 | 1240 | 3565
546 |  |  | Hand Dryer | 31 | 0% | 31 | EA | 250 | 100 | 7750 | 3100 | 10850
547 |  |  | (36") Grab Bar | 31 | 0% | 31 | EA | 100 | 50 | 3100 | 1550 | 4650
548 |  |  | (42") Grab Bar | 31 | 0% | 31 | EA | 120 | 60 | 3720 | 1860 | 5580
549 |  |  | (36"x42") Mirror | 31 | 0% | 31 | EA | 180 | 90 | 5580 | 2790 | 8370
2-Bedroom (17 EA)
Cabinets & Closet
550 |  |  | (24") Dp. & (30") H. Base Cabinets W/ Drawers | 408 | 10% | 448.8 | LF | 200 | 100 | 89760 | 44880 | 134640
551 |  |  | (12") Dp. & (36") H. Wall Cabinet | 289 | 10% | 317.9 | LF | 180 | 90 | 57222 | 28611 | 85833
552 |  |  | (24") W. Closet Shelves W/ Hanging Rods | 102 | 10% | 112.2 | LF | 100 | 50 | 11220 | 5610 | 16830
553 |  |  | (24") W. Walk-In Closet Shelves W/ Hanging Rods | 238 | 10% | 261.8 | LF | 100 | 50 | 26180 | 13090 | 39270
554 |  |  | (4") H. Backsplash | 510 | 10% | 561 | LF | 50 | 25 | 28050 | 14025 | 42075
Countertop
555 |  |  | Kitchen Countertop | 527 | 10% | 579.7 | SF | 120 | 60 | 69564 | 34782 | 104346
556 |  |  | Bathroom Countertop | 323 | 10% | 355.3 | SF | 110 | 55 | 39083 | 19541.5 | 58624.5
Bathroom Accessories
557 |  |  | Tissue Paper Holder | 34 | 0% | 34 | EA | 50 | 30 | 1700 | 1020 | 2720
558 |  |  | Soap Dispenser | 34 | 0% | 34 | EA | 75 | 40 | 2550 | 1360 | 3910
559 |  |  | Hand Dryer | 34 | 0% | 34 | EA | 250 | 100 | 8500 | 3400 | 11900
560 |  |  | (36") Grab Bar | 34 | 0% | 34 | EA | 100 | 50 | 3400 | 1700 | 5100
561 |  |  | (42") Grab Bar | 34 | 0% | 34 | EA | 120 | 60 | 4080 | 2040 | 6120
562 |  |  | (36"x42") Mirror | 68 | 0% | 68 | EA | 180 | 90 | 12240 | 6120 | 18360
3-Bedroom (3 EA)
Cabinets & Closet
563 |  |  | (24") Dp. & (30") H. Base Cabinets W/ Drawers | 108 | 10% | 118.8 | LF | 200 | 100 | 23760 | 11880 | 35640
564 |  |  | (12") Dp. & (36") H. Wall Cabinet | 60 | 10% | 66 | LF | 180 | 90 | 11880 | 5940 | 17820
565 |  |  | (24") W. Closet Shelves W/ Hanging Rods | 42 | 10% | 46.2 | LF | 100 | 50 | 4620 | 2310 | 6930
566 |  |  | (24") W. Walk-In Closet Shelves W/ Hanging Rods | 51 | 10% | 56.1 | LF | 100 | 50 | 5610 | 2805 | 8415
567 |  |  | (4") H. Backsplash | 105 | 10% | 115.5 | LF | 50 | 25 | 5775 | 2887.5 | 8662.5
Countertop
568 |  |  | Kitchen Countertop | 195 | 10% | 214.5 | SF | 120 | 60 | 25740 | 12870 | 38610
569 |  |  | Bathroom Countertop | 57 | 10% | 62.7 | SF | 110 | 55 | 6897 | 3448.5 | 10345.5
Bathroom Accessories
570 |  |  | Tissue Paper Holder | 6 | 0% | 6 | EA | 50 | 30 | 300 | 180 | 480
571 |  |  | Soap Dispenser | 6 | 0% | 6 | EA | 75 | 40 | 450 | 240 | 690
572 |  |  | Hand Dryer | 6 | 0% | 6 | EA | 250 | 100 | 1500 | 600 | 2100
573 |  |  | (36") Grab Bar | 6 | 0% | 6 | EA | 100 | 50 | 600 | 300 | 900
574 |  |  | (42") Grab Bar | 6 | 0% | 6 | EA | 120 | 60 | 720 | 360 | 1080
575 |  |  | (36"x42") Mirror | 9 | 0% | 9 | EA | 180 | 90 | 1620 | 810 | 2430
Studio (9 EA)
Cabinets & Closet
576 |  |  | (24") Dp. & (30") H. Base Cabinets W/ Drawers | 162 | 10% | 178.2 | LF | 200 | 100 | 35640 | 17820 | 53460
577 |  |  | (12") Dp. & (36") H. Wall Cabinet | 126 | 10% | 138.6 | LF | 180 | 90 | 24948 | 12474 | 37422
578 |  |  | (24") W. Closet Shelves W/ Hanging Rods | 72 | 10% | 79.2 | LF | 100 | 50 | 7920 | 3960 | 11880
579 |  |  | (4") H. Backsplash | 135 | 10% | 148.5 | LF | 50 | 25 | 7425 | 3712.5 | 11137.5
Countertop
580 |  |  | Kitchen Countertop | 252 | 10% | 277.2 | SF | 120 | 60 | 33264 | 16632 | 49896
581 |  |  | Bathroom Countertop | 72 | 10% | 79.2 | SF | 110 | 55 | 8712 | 4356 | 13068
Bathroom Accessories
582 |  |  | Tissue Paper Holder | 9 | 0% | 9 | EA | 50 | 30 | 450 | 270 | 720
583 |  |  | Soap Dispenser | 9 | 0% | 9 | EA | 75 | 40 | 675 | 360 | 1035
584 |  |  | Hand Dryer | 9 | 0% | 9 | EA | 250 | 100 | 2250 | 900 | 3150
585 |  |  | (36") Grab Bar | 9 | 0% | 9 | EA | 100 | 50 | 900 | 450 | 1350
586 |  |  | (42") Grab Bar | 9 | 0% | 9 | EA | 120 | 60 | 1080 | 540 | 1620
587 |  |  | (36"x42") Mirror | 9 | 0% | 9 | EA | 180 | 90 | 1620 | 810 | 2430
1 Bedroom Lower & Upper (5 EA)
Cabinets & Closet
588 |  |  | (24") Dp. & (30") H. Base Cabinets W/ Drawers | 55 | 10% | 60.5 | LF | 200 | 100 | 12100 | 6050 | 18150
589 |  |  | (12") Dp. & (36") H. Wall Cabinet | 60 | 10% | 66 | LF | 180 | 90 | 11880 | 5940 | 17820
590 |  |  | (24") W. Closet Shelves W/ Hanging Rods | 35 | 10% | 38.5 | LF | 100 | 50 | 3850 | 1925 | 5775
591 |  |  | (12") W. Open Shelves | 15 | 10% | 16.5 | LF | 100 | 50 | 1650 | 825 | 2475
592 |  |  | (4") H. Backsplash | 65 | 10% | 71.5 | LF | 50 | 25 | 3575 | 1787.5 | 5362.5
Countertop
593 |  |  | Kitchen Countertop | 65 | 10% | 71.5 | SF | 120 | 60 | 8580 | 4290 | 12870
594 |  |  | Bathroom Countertop | 40 | 10% | 44 | SF | 110 | 55 | 4840 | 2420 | 7260
Bathroom Accessories
595 |  |  | Tissue Paper Holder | 10 | 0% | 10 | EA | 50 | 30 | 500 | 300 | 800
596 |  |  | Soap Dispenser | 10 | 0% | 10 | EA | 75 | 40 | 750 | 400 | 1150
597 |  |  | Hand Dryer | 10 | 0% | 10 | EA | 250 | 100 | 2500 | 1000 | 3500
598 |  |  | (36") Grab Bar | 10 | 0% | 10 | EA | 100 | 50 | 1000 | 500 | 1500
599 |  |  | (42") Grab Bar | 10 | 0% | 10 | EA | 120 | 60 | 1200 | 600 | 1800
600 |  |  | (36"x42") Mirror | 10 | 0% | 10 | EA | 180 | 90 | 1800 | 900 | 2700
|  |  | Subtotal | [9 empty] | 1666729.5
|  | 11 | DIVISION 11- Equipment
Common Areas
| A1.1 To A1.5 & A4.1 A4.2 A4.3 |  | Service Equipment's
601 |  |  | (6'-0"x7'-0"x63'-0") Elevator | 2 | 0% | 2 | EA | 80000 | 20000 | 160000 | 40000 | 200000
602 |  |  | (6'-0"x6'-0") Xform Vault | 1 | 0% | 1 | EA | 50000 | 15000 | 50000 | 15000 | 65000
603 |  |  | (3'-0"x2'-6") Recycle Bin | 8 | 0% | 8 | EA | 500 | 200 | 4000 | 1600 | 5600
604 |  |  | (4'-0"x3'-0") Recycle Bin | 4 | 0% | 4 | EA | 750 | 300 | 3000 | 1200 | 4200
605 |  |  | (4'-0"x6'-0") Recycle Bin | 3 | 0% | 3 | EA | 1000 | 400 | 3000 | 1200 | 4200
1-Bedroom (31 EA)
Service Equipment's
606 |  |  | 4-Burner Cooking Range W/ Range Hood | 31 | 0% | 31 | EA | 2500 | 300 | 77500 | 9300 | 86800
607 |  |  | Refrigerator | 31 | 0% | 31 | EA | 1800 | 250 | 55800 | 7750 | 63550
608 |  |  | Dishwasher | 31 | 0% | 31 | EA | 1200 | 250 | 37200 | 7750 | 44950
609 |  |  | Stack Washer/ Dryer | 31 | 0% | 31 | EA | 2200 | 300 | 68200 | 9300 | 77500
2-Bedroom (17 EA)
Service Equipment's
610 |  |  | 4-Burner Cooking Range W/ Range Hood | 17 | 0% | 17 | EA | 2500 | 300 | 42500 | 5100 | 47600
611 |  |  | Refrigerator | 17 | 0% | 17 | EA | 1800 | 250 | 30600 | 4250 | 34850
612 |  |  | Dishwasher | 17 | 0% | 17 | EA | 1200 | 250 | 20400 | 4250 | 24650
613 |  |  | Stack Washer/ Dryer | 17 | 0% | 17 | EA | 2200 | 300 | 37400 | 5100 | 42500
3-Bedroom (3 EA)
Service Equipment's
614 |  |  | 4-Burner Cooking Range W/ Range Hood | 3 | 0% | 3 | EA | 2500 | 300 | 7500 | 900 | 8400
615 |  |  | Refrigerator | 3 | 0% | 3 | EA | 1800 | 250 | 5400 | 750 | 6150
616 |  |  | Dishwasher | 3 | 0% | 3 | EA | 1200 | 250 | 3600 | 750 | 4350
617 |  |  | Stack Washer/ Dryer | 3 | 0% | 3 | EA | 2200 | 300 | 6600 | 900 | 7500
Studio (9 EA)
Service Equipment's
618 |  |  | 4-Burner Cooking Range W/ Range Hood | 9 | 0% | 9 | EA | 2500 | 300 | 22500 | 2700 | 25200
619 |  |  | Refrigerator | 9 | 0% | 9 | EA | 1800 | 250 | 16200 | 2250 | 18450
620 |  |  | Dishwasher | 9 | 0% | 9 | EA | 1200 | 250 | 10800 | 2250 | 13050
621 |  |  | Stack Washer/ Dryer | 9 | 0% | 9 | EA | 2200 | 300 | 19800 | 2700 | 22500
1 Bedroom Lower & Upper (5 EA)
Service Equipment's
622 |  |  | 4-Burner Cooking Range W/ Range Hood | 5 | 0% | 5 | EA | 2500 | 300 | 12500 | 1500 | 14000
623 |  |  | Refrigerator | 5 | 0% | 5 | EA | 1800 | 250 | 9000 | 1250 | 10250
624 |  |  | Dishwasher | 5 | 0% | 5 | EA | 1200 | 250 | 6000 | 1250 | 7250
625 |  |  | Stack Washer/ Dryer | 5 | 0% | 5 | EA | 2200 | 300 | 11000 | 1500 | 12500
|  |  | Subtotal | [9 empty] | 851000
|  | 22 | DIVISION 22- Plumbing
1-Bedroom (31 EA)
| A4.1 A4.2 A4.3 |  | Plumbing Fixtures
626 |  |  | Dual Compartment Sink W/ Faucet | 31 | 0% | 31 | EA | 900 | 250 | 27900 | 7750 | 35650
627 |  |  | Lavatory W/ Faucet | 62 | 0% | 62 | EA | 750 | 200 | 46500 | 12400 | 58900
628 |  |  | Water Closet | 31 | 0% | 31 | EA | 1200 | 300 | 37200 | 9300 | 46500
629 |  |  | (2'-6"x5'-0") Bathtub W/ Accessories | 31 | 0% | 31 | EA | 2500 | 600 | 77500 | 18600 | 96100
Allowances For Plumbing
630 |  |  | Area For Sanitary & Domestic Piping | 5239 | 10% | 5762.9 | SF | 10 | 7 | 57629 | 40340.3 | 97969.3
2-Bedroom (17 EA)
Plumbing Fixtures
631 |  |  | Dual Compartment Sink W/ Faucet | 17 | 0% | 17 | EA | 900 | 250 | 15300 | 4250 | 19550
632 |  |  | Lavatory W/ Faucet | 51 | 0% | 51 | EA | 750 | 200 | 38250 | 10200 | 48450
633 |  |  | Water Closet | 34 | 0% | 34 | EA | 1200 | 300 | 40800 | 10200 | 51000
634 |  |  | (2'-6"x5'-0") Bathtub W/ Accessories | 34 | 0% | 34 | EA | 2500 | 600 | 85000 | 20400 | 105400
Allowances For Plumbing
635 |  |  | Area For Sanitary & Domestic Piping | 4301 | 10% | 4731.1 | SF | 10 | 7 | 47311 | 33117.7 | 80428.7
3-Bedroom (3 EA)
Plumbing Fixtures
636 |  |  | Dual Compartment Sink W/ Faucet | 3 | 0% | 3 | EA | 900 | 250 | 2700 | 750 | 3450
637 |  |  | Lavatory W/ Faucet | 9 | 0% | 9 | EA | 750 | 200 | 6750 | 1800 | 8550
638 |  |  | Water Closet | 6 | 0% | 6 | EA | 1200 | 300 | 7200 | 1800 | 9000
639 |  |  | (2'-6"x5'-0") Bathtub W/ Accessories | 6 | 0% | 6 | EA | 2500 | 600 | 15000 | 3600 | 18600
Allowances For Plumbing
640 |  |  | Area For Sanitary & Domestic Piping | 972 | 10% | 1069.2 | SF | 10 | 7 | 10692 | 7484.4 | 18176.4
Studio (9 EA)
Plumbing Fixtures
641 |  |  | Dual Compartment Sink W/ Faucet | 9 | 0% | 9 | EA | 900 | 250 | 8100 | 2250 | 10350
642 |  |  | Lavatory W/ Faucet | 9 | 0% | 9 | EA | 750 | 200 | 6750 | 1800 | 8550
643 |  |  | Water Closet | 9 | 0% | 9 | EA | 1200 | 300 | 10800 | 2700 | 13500
644 |  |  | (2'-6"x5'-0") Bathtub W/ Accessories | 9 | 0% | 9 | EA | 2500 | 600 | 22500 | 5400 | 27900
Allowances For Plumbing
645 |  |  | Area For Sanitary & Domestic Piping | 999 | 10% | 1098.9 | SF | 10 | 7 | 10989 | 7692.3 | 18681.3
1 Bedroom Lower & Upper (5 EA)
Plumbing Fixtures
646 |  |  | Dual Compartment Sink W/ Faucet | 5 | 0% | 5 | EA | 900 | 250 | 4500 | 1250 | 5750
647 |  |  | Lavatory W/ Faucet | 5 | 0% | 5 | EA | 750 | 200 | 3750 | 1000 | 4750
648 |  |  | Basin W/ Faucet | 5 | 0% | 5 | EA | 600 | 180 | 3000 | 900 | 3900
649 |  |  | Water Closet | 10 | 0% | 10 | EA | 1200 | 300 | 12000 | 3000 | 15000
650 |  |  | (2'-6"x5'-0") Bathtub W/ Accessories | 5 | 0% | 5 | EA | 2500 | 600 | 12500 | 3000 | 15500
Allowances For Plumbing
651 |  |  | Area For Sanitary & Domestic Piping | 710 | 10% | 781 | SF | 10 | 7 | 7810 | 5467 | 13277
|  |  | Subtotal | [9 empty] | 834882.7
|  | 23 | DIVISION 23- HVAC
Ground Floor
| A1.1 To A1.5 |  | Allowances For Mechanical
652 |  |  | Area For Mechanical Equipment, Ducts & Accessories | 25082 | 10% | 27590.2 | SF | 25 | 15 | 689755 | 413853 | 1103608
Second Floor
Allowances For Mechanical
653 |  |  | Area For Mechanical Equipment, Ducts & Accessories | 25058 | 10% | 27563.8 | SF | 25 | 15 | 689095 | 413457 | 1102552
Third Floor
Allowances For Mechanical
654 |  |  | Area For Mechanical Equipment, Ducts & Accessories | 18403 | 10% | 20243.3 | SF | 25 | 15 | 506082.5 | 303649.5 | 809732
Fourth Floor
Allowances For Mechanical
655 |  |  | Area For Mechanical Equipment, Ducts & Accessories | 18330 | 10% | 20163 | SF | 25 | 15 | 504075 | 302445 | 806520
Fifth Floor
Allowances For Mechanical
656 |  |  | Area For Mechanical Equipment, Ducts & Accessories | 18330 | 10% | 20163 | SF | 25 | 15 | 504075 | 302445 | 806520
Roof
Mechanical Equipment
657 |  |  | HVAC Equipment | 63 | 0% | 63 | EA | 10000 | 2500 | 630000 | 157500 | 787500
|  |  | Subtotal | [9 empty] | 5416432
|  | 26 | DIVISION 26- Electrical
Ground Floor
| A1.1 To A1.5 |  | Allowances For Electrical
658 |  |  | Area For Lighting & Power Fittings | 25082 | 10% | 27590.2 | SF | 10 | 6 | 275902 | 165541.2 | 441443.2
Power
659 |  |  | EV J1772 | 39 | 0% | 39 | EA | 6000 | 2000 | 234000 | 78000 | 312000
660 |  |  | Acc EV J1772 | 1 | 0% | 1 | EA | 7500 | 2500 | 7500 | 2500 | 10000
661 |  |  | Van EV J1772 | 1 | 0% | 1 | EA | 8500 | 3000 | 8500 | 3000 | 11500
662 |  |  | EV Ready | 1 | 0% | 1 | EA | 2500 | 1000 | 2500 | 1000 | 3500
Wiring & Conduit
663 |  |  | Conduit | 672 | 10% | 739.2 | LF | 10 | 5 | 7392 | 3696 | 11088
664 |  |  | Wiring | 2016 | 10% | 2217.6 | LF | 8 | 4 | 17740.8 | 8870.4 | 26611.2
Second Floor
Allowances For Electrical
665 |  |  | Area For Lighting & Power Fittings | 25058 | 10% | 27563.8 | SF | 10 | 6 | 275638 | 165382.8 | 441020.8
Power
666 |  |  | EV J1772 | 42 | 0% | 42 | EA | 6000 | 2000 | 252000 | 84000 | 336000
Wiring & Conduit
667 |  |  | Conduit | 672 | 10% | 739.2 | LF | 10 | 5 | 7392 | 3696 | 11088
668 |  |  | Wiring | 2016 | 10% | 2217.6 | LF | 8 | 4 | 17740.8 | 8870.4 | 26611.2
Third Floor
Allowances For Electrical
669 |  |  | Area For Lighting & Power Fittings | 19531 | 10% | 21484.1 | SF | 10 | 6 | 214841 | 128904.6 | 343745.6
Fourth Floor
Allowances For Electrical
670 |  |  | Area For Lighting & Power Fittings | 19529 | 10% | 21481.9 | SF | 10 | 6 | 214819 | 128891.4 | 343710.4
Fifth Floor
Allowances For Electrical
671 |  |  | Area For Lighting & Power Fittings | 19530 | 10% | 21483 | SF | 10 | 6 | 214830 | 128898 | 343728
Roof
Allowances For Electrical
672 |  |  | Area For Lighting & Power Fittings | 358 | 10% | 393.8 | SF | 10 | 6 | 3938 | 2362.8 | 6300.8
Panels
673 |  |  | Solar Panels | 4999 | 10% | 5498.9 | SF | 40 | 20 | 219956 | 109978 | 329934
|  |  | Subtotal | [9 empty] | 2998281.2
|  | 32 | DIVISION 32- Exterior Improvements
Site
| A0.1 A1.1 A1.2 L-2 L-3 |  | Pavements
674 |  |  | Driveway | 4869 | 10% | 5355.9 | SF | 10 | 6 | 53559 | 32135.4 | 85694.4
675 |  |  | Driveaisle | 13739 | 10% | 15112.9 | SF | 10 | 6 | 151129 | 90677.4 | 241806.4
676 |  |  | Pervious Landscape Pavers | 3650 | 10% | 4015 | SF | 15 | 7 | 60225 | 28105 | 88330
Curb
677 |  |  | Concrete Curb | 499 | 10% | 548.9 | LF | 25 | 12 | 13722.5 | 6586.8 | 20309.3
Footing
(24") Dp. & (12") H. Cont. Footing (453 LF)
678 |  |  | Concrete | 33.5556 | 10% | 36.9111 | CY | 200 | 120 | 7382.2222 | 4429.3333 | 11811.5556
679 |  |  | #5 Rebar | 1417.437 | 10% | 1559.1807 | Lbs. | 1.5 | 1 | 2338.7711 | 1559.1807 | 3897.9518
680 |  |  | Excavation | 50.3333 | 10% | 55.3667 | CY | 30 | 20 | 1661 | 1107.3333 | 2768.3333
681 |  |  | Form Work | 910 | 10% | 1001 | SF | 8 | 4 | 8008 | 4004 | 12012
CMU Wall
682 |  |  | (8") Thk, CMU Wall (453 LF, 6'-0" H.) No. of Block (3058 EA) | 2718 | 10% | 2989.8 | SF | 25 | 12 | 74745 | 35877.6 | 110622.6
683 |  |  | Grout Infill | 33.29 | 10% | 36.619 | CY | 180 | 90 | 6591.42 | 3295.71 | 9887.13
684 |  |  | #5 Rebar | 714.9765 | 10% | 786.4742 | Lbs. | 1.5 | 1 | 1179.7112 | 786.4742 | 1966.1854
Wall
685 |  |  | (6") Thk. Planter Wall (125 LF, 3'-6" H.) | 8.1019 | 10% | 8.912 | CY | 200 | 120 | 1782.4074 | 1069.4444 | 2851.8519
Misc. Item
686 |  |  | Parking Stall | 2752 | 10% | 3027.2 | LF | 5 | 3 | 15136 | 9081.6 | 24217.6
687 |  |  | (4'-0") Long Wheel Stop | 84 | 0% | 84 | EA | 50 | 30 | 4200 | 2520 | 6720
688 |  |  | Painted 'Directional Arrow' Sign | 14 | 0% | 14 | EA | 100 | 50 | 1400 | 700 | 2100
689 |  |  | Painted 'Handicap' Sign | 2 | 0% | 2 | EA | 120 | 60 | 240 | 120 | 360
690 |  |  | (23'-0"x9'-0") Konck Lock Access Gate | 1 | 0% | 1 | EA | 6500 | 2500 | 6500 | 2500 | 9000
Utilities
691 |  |  | Automatic Irrigation System | 3502 | 10% | 3852.2 | SF | 5 | 3 | 19261 | 11556.6 | 30817.6
Landscape
Trees
692 |  |  | Botanical Name - Olea Europea 'Swan Hill' Common Name. - Fruitless Olive Tree Size. - 24" Box Wucols Plant Factor. - L Remark. - Multi Tank | 2 | 0% | 2 | EA | 350 | 150 | 700 | 300 | 1000
693 |  |  | Botanical Name - Pinus Canariensis Common Name. - Canary Island Pine Size. - 24" Box Wucols Plant Factor. - M Remark. - Standard Trunk | 20 | 0% | 20 | EA | 400 | 200 | 8000 | 4000 | 12000
Shrubs
694 |  |  | Botanical Name - Grevillea 'Noellii' Common Name. - Noells Gravillea Size. - 5 Gal Wucols Plant Factor. - L | 14 | 0% | 14 | EA | 50 | 25 | 700 | 350 | 1050
695 |  |  | Botanical Name - Callisteman 'Little John' Common Name. - Dwarf Bottlebrush Size. - 5 Gal Wucols Plant Factor. - L | 47 | 0% | 47 | EA | 50 | 25 | 2350 | 1175 | 3525
696 |  |  | Botanical Name - Ligustrum J.'Texanum' Common Name. - Texas Privet Size. - 5 Gal Wucols Plant Factor. - M | 85 | 0% | 85 | EA | 50 | 25 | 4250 | 2125 | 6375
697 |  |  | Botanical Name - Agave Attenuata Common Name. - Foxtail Agave Size. - 5 Gal Wucols Plant Factor. - L | 16 | 0% | 16 | EA | 50 | 25 | 800 | 400 | 1200
698 |  |  | Botanical Name - Westringia Fruticosa 'Smokey' Common Name. - Dwarf Coastal Roesmary Size. - 5 Gal Wucols Plant Factor. - L | 27 | 0% | 27 | EA | 50 | 25 | 1350 | 675 | 2025
Perennials
699 |  |  | Botanical Name - Dianella T. 'Variegata' Common Name. - Flaxy Lily Size. - 1 Gal Wucols Plant Factor. - M | 23 | 0% | 23 | EA | 30 | 15 | 690 | 345 | 1035
700 |  |  | Botanical Name - Dianella 'Little Rev' Common Name. - Little Rev Flax Lily Size. - 1 Gal Wucols Plant Factor. - M | 67 | 0% | 67 | EA | 30 | 15 | 2010 | 1005 | 3015
701 |  |  | Botanical Name - Sesleria Autumnalis Common Name. - Moor Grass Size. - 1 Gal Wucols Plant Factor. - L | 36 | 0% | 36 | EA | 30 | 15 | 1080 | 540 | 1620
Ground cover
702 |  |  | Botanical Name - Rosmarinus O. 'Prostratus' Common Name. - Rosemary Size. - 1 Gal Wucols Plant Factor. - L Remark. - Plant @ 36' O.c | 392 | 10% | 431.2 | SF | 10 | 5 | 4312 | 2156 | 6468
703 |  |  | Botanical Name - Ficus Pumila Common Name. - Creeping Fig Size. - 5 Gal Wucols Plant Factor. - L Remark. - Plant @ 10' O.c | 14 | 10% | 15.4 | LF | 12 | 6 | 184.8 | 92.4 | 277.2
704 |  |  | (3") Landscape Buffer | 3503 | 10% | 3853.3 | SF | 8 | 4 | 30826.4 | 15413.2 | 46239.6
|  |  | Subtotal | [9 empty] | 751002.7079
|  |  | TOTAL AMOUNT | [9 empty] | 26984813.825
|  |  | CONTIGENCIES (5%) | [7 empty] | 5% |  | 1349240.6912
|  |  | OVERHEAD AND PROFIT (10%) | [7 empty] | 10% |  | 2698481.3825
|  |  | TAX (8.5%) | [7 empty] | 8.5% |  | 2293709.1751
|  |  | PERFORMANCE AND PAYMENT BONDS | [7 empty] | 1.5% |  | 404772.2074
|  |  | TOTAL BASEBID | [9 empty] | 33731017.2812
General Notes: The prices used while preparing the estimate were taken from RSMeans online i.e. the standard pricing & the company is not responsible for any kind of variations in the prices. So, it is preferred to review the prices

## Summary
GENERAL SUMMARY
Project Name | 1105 East Valley Boulevard
Project Address | SAN Gabriel, CA 91776
Date: | 2025-02-27
DIVISION NO. | DESCRIPTION | TOTAL DIV. COST
1000 | General Requirements | 0
2000 | Existing Condition | 157060.6
3000 | Concrete | 1697227.4671
4000 | Masonary | 0
5000 | Metal | 308220
6000 | Wood, Plastic & Composites | 2555348.85
7000 | Thermal & Moisture Protection | 391118.2
8000 | Openings | 970950
9000 | Finishes | 8386560.6
10000 | Specialties | 1666729.5
11000 | Equipments | 851000
22000 | Plumbing | 834882.7
23000 | Heating, Ventilating & Air Conditioning (HVAC) | 5416432
26000 | Electrical | 2998281.2
28000 | Safety & Security | 0
32000 | Exterior Improvements | 751002.7079
TOTAL TRADE COST |  | 26984813.825
CONTINGENCY | 5% | 1349240.6912
OVERHEAD & PROFIT | 10% | 2698481.3825
TAX | 8.5% | 2293709.1751
PERFROMANCE & PAYMENT BOND | 1.5% | 404772.2074
TOTAL TRADE COST |  | 33731017.2812